## Input Data
Point # | Building | Level | x | y | z | Level Min Width | Level Height | Air Terminal Height | Air Terminal Type | POI Location Type | Extended? | Gable Pitch | Building | Level/Sub-Level | Level Height Above Grade | Level Minimum Width | Level height above Level 0 | Building | Level 0 Height | Level 0 Minimum Width | Unique Drop-down for Level/Sub-Level | Active | Rectangular Corner | Yes
1 | 0 | 0 | 0 | 0 | 0 | 60 |  |  |  | Rectangular Corner | Yes | 0 | 1 | 0 | 0 | 0 | [5 empty] | Passive | Rectangular Edge | No
2 | 0 | 0 | 0 | 0 | 0 | 60 |  |  |  | Rectangular Edge | Yes | 0 | 1 | 1.1 | 20 | 20 |  | 1 |  |  | 0 |  | Rectangular Middle
3 | 0 | 0 | 0 | 0 | 0 | 60 |  |  |  | Rectangular Edge | Yes | 0 | 1 | 1.2 | 30 | 10 |  | 2 |  |  | 1.1 |  | Cylindrical Edge
4 | 0 | 0 | 0 | 0 | 0 | 60 |  |  |  | Rectangular Edge | Yes | 0 | 1 | 2.1 | 20 | 30 |  | 3 |  |  | 1.2 |  | Cylindrical Middle
5 | 0 | 0 | 0 | 0 | 0 | 60 |  |  |  | Rectangular Edge | Yes | 0 | 2 | 1.2 | 30 | 10 |  | 0 |  |  | 2.1 |  | Gable Corner U
6 | 1 | 1.1 | 0 | 45 | 20 | 20 |  |  |  | Rectangular Edge | Yes | 0 | 2 | 2.2 | 30 | 20 |  |  |  |  | 2.2 |  | Gable Corner L
7 | 1 | 1.1 | 0 | 40 | 20 | 20 |  |  |  | Rectangular Corner | Yes | 0 | 3 | 1.3 | 30 | 30 |  |  |  |  | 1.3 |  | Gable Edge U
8 | 1 | 1.1 | 10 | 40 | 20 | 20 |  |  |  | Rectangular Edge | No | 0 | 3 | 2.3 | 45 | 40 |  |  |  |  | 2.3 |  | Gable Edge L
9 | 1 | 1.1 | 20 | 40 | 20 | 20 |  |  |  | Rectangular Corner | No | 0
10 | 1 | 1.1 | 20 | 45 | 20 | 20 |  |  |  | Rectangular Edge | No | 0
11 | 1 | 1.1 | 20 | 55 | 20 | 20 |  |  |  | Rectangular Edge | No | 0
12 | 2 | 1.2 | 45 | 60 | 10 | 20 |  |  |  | Rectangular Edge | Yes | 0
13 | 2 | 1.2 | 40 | 60 | 10 | 20 |  |  |  | Rectangular Corner | Yes | 0
14 | 2 | 1.2 | 40 | 50 | 10 | 20 |  |  |  | Rectangular Edge | No | 0
15 | 2 | 1.2 | 40 | 40 | 10 | 20 |  |  |  | Rectangular Corner | No | 0
16 | 2 | 1.2 | 50 | 40 | 10 | 20 |  |  |  | Rectangular Edge | No | 0
17 | 2 | 1.2 | 60 | 40 | 10 | 20 |  |  |  | Rectangular Corner | Yes | 0
18 | 2 | 1.2 | 60 | 45 | 10 | 20 |  |  |  | Rectangular Edge | Yes | 0
19 | 3 | 1.3 | 50 | 20 | 30 | 20 |  |  |  | Rectangular Edge | No | 0
20 | 3 | 1.3 | 40 | 20 | 30 | 20 |  |  |  | Rectangular Corner | No | 0
21 | 3 | 1.3 | 40 | 10 | 30 | 20 |  |  |  | Rectangular Edge | No | 0
22 | 3 | 1.3 | 40 | 0 | 30 | 20 |  |  |  | Rectangular Corner | Yes | 0
23 | 3 | 1.3 | 45 | 0 | 30 | 20 |  |  |  | Rectangular Edge | Yes | 0
24 | 1 | 2.1 | 0 | 60 | 30 | 10 |  |  |  | Rectangular Corner | Yes | 0
25 | 1 | 2.1 | 0 | 55 | 30 | 10 |  |  |  | Rectangular Edge | Yes | 0
26 | 1 | 2.1 | 0 | 50 | 30 | 10 |  |  |  | Rectangular Corner | Yes | 0
27 | 1 | 2.1 | 5 | 50 | 30 | 10 |  |  |  | Rectangular Edge | No | 0
28 | 1 | 2.1 | 10 | 50 | 30 | 10 |  |  |  | Rectangular Corner | No | 0
29 | 1 | 2.1 | 10 | 55 | 30 | 10 |  |  |  | Rectangular Edge | No | 0
30 | 1 | 2.1 | 10 | 60 | 30 | 10 |  |  |  | Rectangular Corner | Yes | 0
31 | 1 | 2.1 | 5 | 60 | 30 | 10 |  |  |  | Rectangular Edge | Yes | 0
32 | 2 | 2.2 | 50 | 60 | 20 | 10 |  |  |  | Rectangular Corner | Yes | 0
33 | 2 | 2.2 | 50 | 55 | 20 | 10 |  |  |  | Rectangular Edge | No | 0
34 | 2 | 2.2 | 50 | 50 | 20 | 10 |  |  |  | Rectangular Corner | No | 0
35 | 2 | 2.2 | 55 | 50 | 20 | 10 |  |  |  | Rectangular Edge | No | 0
36 | 2 | 2.2 | 60 | 50 | 20 | 10 |  |  |  | Rectangular Corner | Yes | 0
37 | 2 | 2.2 | 60 | 55 | 20 | 10 |  |  |  | Rectangular Edge | Yes | 0
38 | 2 | 2.2 | 60 | 60 | 20 | 10 |  |  |  | Rectangular Corner | Yes | 0
39 | 2 | 2.2 | 55 | 60 | 20 | 10 |  |  |  | Rectangular Edge | Yes | 0
40 | 3 | 2.3 | 50 | 10 | 40 | 10 |  |  |  | Rectangular Corner | No | 0
41 | 3 | 2.3 | 50 | 5 | 40 | 10 |  |  |  | Rectangular Edge | No | 0
42 | 3 | 2.3 | 50 | 0 | 40 | 10 |  |  |  | Rectangular Corner | Yes | 0
43 | 3 | 2.3 | 55 | 0 | 40 | 10 |  |  |  | Rectangular Edge | Yes | 0
44 | 3 | 2.3 | 60 | 0 | 40 | 10 |  |  |  | Rectangular Corner | Yes | 0
45 | 3 | 2.3 | 60 | 5 | 40 | 10 |  |  |  | Rectangular Edge | Yes | 0
46 | 3 | 2.3 | 60 | 10 | 40 | 10 |  |  |  | Rectangular Corner | Yes | 0
47 | 3 | 2.3 | 55 | 10 | 40 | 10 |  |  |  | Rectangular Edge | No | 0
48 |  | 2.3 | [6 empty] | Active | Rectangular Middle | No | 0
49 |  | 0 | [6 empty] | Active | Rectangular Corner | Yes | 0
50 |  | 1.1 | [6 empty] | Active | Rectangular Corner | No | 0
51 |  | 2.2 | [6 empty] | Active | Rectangular Corner | No | 0
52 |  | 0 | [9 empty] | 0
53 |  | 0 | [9 empty] | 0
54 |  | 0 | [9 empty] | 0
55 |  | 0 | [9 empty] | 0
56 |  | 0 | [9 empty] | 0
57 |  | 0 | [9 empty] | 0
58 |  | 0 | [9 empty] | 0
59 |  | 0 | [9 empty] | 0
60 |  | 0 | [9 empty] | 0
61 |  | 0 | [9 empty] | 0
62 |  | 0 | [9 empty] | 0
63 |  | 0 | [9 empty] | 0
64 |  | 0 | [9 empty] | 0
65 |  | 0 | [9 empty] | 0
66 |  | 0 | [9 empty] | 0
67 |  | 0 | [9 empty] | 0
68 |  | 0 | [9 empty] | 0
69 |  | 0 | [9 empty] | 0
70 |  | 0 | [9 empty] | 0
71 |  | 0 | [9 empty] | 0
72 |  | 0 | [9 empty] | 0
73 |  | 0 | [9 empty] | 0
74 |  | 0 | [9 empty] | 0
75 |  | 0 | [9 empty] | 0
76 |  | 0 | [9 empty] | 0
77 |  | 0 | [9 empty] | 0
78 |  | 0 | [9 empty] | 0
79 |  | 0 | [9 empty] | 0
80 |  | 0 | [9 empty] | 0
81 |  | 0 | [9 empty] | 0
82 |  | 0 | [9 empty] | 0
83 |  | 0 | [9 empty] | 0
84 |  | 0 | [9 empty] | 0
85 |  | 0 | [9 empty] | 0
86 |  | 0 | [9 empty] | 0
87 |  | 0 | [9 empty] | 0
88 |  | 0 | [9 empty] | 0
89 |  | 0 | [9 empty] | 0
90 |  | 0 | [9 empty] | 0
91 |  | 0 | [9 empty] | 0
92 |  | 0 | [9 empty] | 0
93 |  | 0 | [9 empty] | 0
94 |  | 0 | [9 empty] | 0
95 |  | 0 | [9 empty] | 0
96 |  | 0 | [9 empty] | 0
97 |  | 0 | [9 empty] | 0
98 |  | 0 | [9 empty] | 0
99 |  | 0 | [9 empty] | 0
100 |  | 0 | [9 empty] | 0
101 |  | 0 | [9 empty] | 0
102 |  | 0 | [9 empty] | 0
103 |  | 0 | [9 empty] | 0
104 |  | 0 | [9 empty] | 0
105 |  | 0 | [9 empty] | 0
106 |  | 0 | [9 empty] | 0
107 |  | 0 | [9 empty] | 0
108 |  | 0 | [9 empty] | 0
109 |  | 0 | [9 empty] | 0
110 |  | 0 | [9 empty] | 0
111 |  | 0 | [9 empty] | 0
112 |  | 0 | [9 empty] | 0
113 |  | 0 | [9 empty] | 0
114 |  | 0 | [9 empty] | 0
115 |  | 0 | [9 empty] | 0
116 |  | 0 | [9 empty] | 0
117 |  | 0 | [9 empty] | 0
118 |  | 0 | [9 empty] | 0
119 |  | 0 | [9 empty] | 0
120 |  | 0 | [9 empty] | 0

## Reductive
Point # | Building | Level/Sub-Level | x | y | z | Level Min Width | Air Terminal Type | dmin | Max Magic Number | Magic Point | Max Reductive Factor | Total Reductive Factor |  |  | 1 | 2 | 3 | 4 | 5 | 6 | 7 | 8 | 9 | 10 | 11 | 12 | 13 | 14 | 15 | 16 | 17 | 18 | 19 | 20 | 21 | 22 | 23 | 24 | 25 | 26 | 27 | 28 | 29 | 30 | 31 | 32 | 33 | 34 | 35 | 36 | 37 | 38 | 39 | 40 | 41 | 42 | 43 | 44 | 45 | 46 | 47 | 48 | 49 | 50 | 51 | 52 | 53 | 54 | 55 | 56 | 57 | 58 | 59 | 60 | 61 | 62 | 63 | 64 | 65 | 66 | 67 | 68 | 69 | 70 | 71 | 72 | 73 | 74 | 75 | 76 | 77 | 78 | 79 | 80 | 81 | 82 | 83 | 84 | 85 | 86 | 87 | 88 | 89 | 90 | 91 | 92 | 93 | 94 | 95 | 96 | 97 | 98 | 99 | 100 | 101 | 102 | 103 | 104 | 105 | 106 | 107 | 108 | 109 | 110 | 111 | 112 | 113 | 114 | 115 | 116 | 117 | 118 | 119 | 120 | d2D | 1 | 2 | 3 | 4 | 5 | 6 | 7 | 8 | 9 | 10 | 11 | 12 | 13 | 14 | 15 | 16 | 17 | 18 | 19 | 20 | 21 | 22 | 23 | 24 | 25 | 26 | 27 | 28 | 29 | 30 | 31 | 32 | 33 | 34 | 35 | 36 | 37 | 38 | 39 | 40 | 41 | 42 | 43 | 44 | 45 | 46 | 47 | 48 | 49 | 50 | 51 | 52 | 53 | 54 | 55 | 56 | 57 | 58 | 59 | 60 | 61 | 62 | 63 | 64 | 65 | 66 | 67 | 68 | 69 | 70 | 71 | 72 | 73 | 74 | 75 | 76 | 77 | 78 | 79 | 80 | 81 | 82 | 83 | 84 | 85 | 86 | 87 | 88 | 89 | 90 | 91 | 92 | 93 | 94 | 95 | 96 | 97 | 98 | 99 | 100 | 101 | 102 | 103 | 104 | 105 | 106 | 107 | 108 | 109 | 110 | 111 | 112 | 113 | 114 | 115 | 116 | 117 | 118 | 119 | 120
1 | 1 | 0 | 0 | 0 | 0 | 60 | 0 |  |  |  | 1 | 1 |  | 1 | H | H | H | H | H | 0.58664 | 0.65819 | 0.639 | 0.59022 | 0.53709 | 0.45336 | 0.20394 | 0.212 | 0.23833 | 0.26923 | 0.23833 | 0.212 | 0.20394 | 0.68048 | 0.81637 | 0.88384 | 0.91038 | 0.81142 | 0.49701 | 0.54139 | 0.59447 | 0.59157 | 0.58314 | 0.53281 | 0.49036 | 0.49532 | 0.2771 | 0.29097 | 0.30566 | 0.29097 | 0.2771 | 0.26603 | 0.25531 | 0.26603 | 0.73405 | 0.74466 | 0.7483 | 0.68149 | 0.62563 | 0.62351 | 0.61726 | 0.67069 | T | T | T | T | H | H | H | H | H | H | H | H | H | H | H | H | H | H | H | H | H | H | H | H | H | H | H | H | H | H | H | H | H | H | H | H | H | H | H | H | H | H | H | H | H | H | H | H | H | H | H | H | H | H | H | H | H | H | H | H | H | H | H | H | H | H | H | H | H | H | H | H | H | 1 | 0 | 0 | 0 | 0 | 0 | 45 | 40 | 41.2311 | 44.7214 | 49.2443 | 58.5235 | 75 | 72.111 | 64.0312 | 56.5685 | 64.0312 | 72.111 | 75 | 53.8516 | 44.7214 | 41.2311 | 40 | 45 | 60 | 55 | 50 | 50.2494 | 50.9902 | 55.9017 | 60.8276 | 60.208 | 78.1025 | 74.3303 | 70.7107 | 74.3303 | 78.1025 | 81.3941 | 84.8528 | 81.3941 | 50.9902 | 50.2494 | 50 | 55 | 60 | 60.208 | 60.8276 | 55.9017 | 0 | 0 | 0 | 0 | 0 | 0 | 0 | 0 | 0 | 0 | 0 | 0 | 0 | 0 | 0 | 0 | 0 | 0 | 0 | 0 | 0 | 0 | 0 | 0 | 0 | 0 | 0 | 0 | 0 | 0 | 0 | 0 | 0 | 0 | 0 | 0 | 0 | 0 | 0 | 0 | 0 | 0 | 0 | 0 | 0 | 0 | 0 | 0 | 0 | 0 | 0 | 0 | 0 | 0 | 0 | 0 | 0 | 0 | 0 | 0 | 0 | 0 | 0 | 0 | 0 | 0 | 0 | 0 | 0 | 0 | 0 | 0 | 0
2 | 1 | 0 | 0 | 0 | 0 | 60 | 0 |  |  |  | 1 | 1 |  | 2 | H | H | H | H | H | 0.58664 | 0.65819 | 0.639 | 0.59022 | 0.53709 | 0.45336 | 0.20394 | 0.212 | 0.23833 | 0.26923 | 0.23833 | 0.212 | 0.20394 | 0.68048 | 0.81637 | 0.88384 | 0.91038 | 0.81142 | 0.49701 | 0.54139 | 0.59447 | 0.59157 | 0.58314 | 0.53281 | 0.49036 | 0.49532 | 0.2771 | 0.29097 | 0.30566 | 0.29097 | 0.2771 | 0.26603 | 0.25531 | 0.26603 | 0.73405 | 0.74466 | 0.7483 | 0.68149 | 0.62563 | 0.62351 | 0.61726 | 0.67069 | T | T | T | T | H | H | H | H | H | H | H | H | H | H | H | H | H | H | H | H | H | H | H | H | H | H | H | H | H | H | H | H | H | H | H | H | H | H | H | H | H | H | H | H | H | H | H | H | H | H | H | H | H | H | H | H | H | H | H | H | H | H | H | H | H | H | H | H | H | H | H | H | H | 2 | 0 | 0 | 0 | 0 | 0 | 45 | 40 | 41.2311 | 44.7214 | 49.2443 | 58.5235 | 75 | 72.111 | 64.0312 | 56.5685 | 64.0312 | 72.111 | 75 | 53.8516 | 44.7214 | 41.2311 | 40 | 45 | 60 | 55 | 50 | 50.2494 | 50.9902 | 55.9017 | 60.8276 | 60.208 | 78.1025 | 74.3303 | 70.7107 | 74.3303 | 78.1025 | 81.3941 | 84.8528 | 81.3941 | 50.9902 | 50.2494 | 50 | 55 | 60 | 60.208 | 60.8276 | 55.9017 | 0 | 0 | 0 | 0 | 0 | 0 | 0 | 0 | 0 | 0 | 0 | 0 | 0 | 0 | 0 | 0 | 0 | 0 | 0 | 0 | 0 | 0 | 0 | 0 | 0 | 0 | 0 | 0 | 0 | 0 | 0 | 0 | 0 | 0 | 0 | 0 | 0 | 0 | 0 | 0 | 0 | 0 | 0 | 0 | 0 | 0 | 0 | 0 | 0 | 0 | 0 | 0 | 0 | 0 | 0 | 0 | 0 | 0 | 0 | 0 | 0 | 0 | 0 | 0 | 0 | 0 | 0 | 0 | 0 | 0 | 0 | 0 | 0
3 | 1 | 0 | 0 | 0 | 0 | 60 | 0 |  |  |  | 1 | 1 |  | 3 | H | H | H | H | H | 0.58664 | 0.65819 | 0.639 | 0.59022 | 0.53709 | 0.45336 | 0.20394 | 0.212 | 0.23833 | 0.26923 | 0.23833 | 0.212 | 0.20394 | 0.68048 | 0.81637 | 0.88384 | 0.91038 | 0.81142 | 0.49701 | 0.54139 | 0.59447 | 0.59157 | 0.58314 | 0.53281 | 0.49036 | 0.49532 | 0.2771 | 0.29097 | 0.30566 | 0.29097 | 0.2771 | 0.26603 | 0.25531 | 0.26603 | 0.73405 | 0.74466 | 0.7483 | 0.68149 | 0.62563 | 0.62351 | 0.61726 | 0.67069 | T | T | T | T | H | H | H | H | H | H | H | H | H | H | H | H | H | H | H | H | H | H | H | H | H | H | H | H | H | H | H | H | H | H | H | H | H | H | H | H | H | H | H | H | H | H | H | H | H | H | H | H | H | H | H | H | H | H | H | H | H | H | H | H | H | H | H | H | H | H | H | H | H | 3 | 0 | 0 | 0 | 0 | 0 | 45 | 40 | 41.2311 | 44.7214 | 49.2443 | 58.5235 | 75 | 72.111 | 64.0312 | 56.5685 | 64.0312 | 72.111 | 75 | 53.8516 | 44.7214 | 41.2311 | 40 | 45 | 60 | 55 | 50 | 50.2494 | 50.9902 | 55.9017 | 60.8276 | 60.208 | 78.1025 | 74.3303 | 70.7107 | 74.3303 | 78.1025 | 81.3941 | 84.8528 | 81.3941 | 50.9902 | 50.2494 | 50 | 55 | 60 | 60.208 | 60.8276 | 55.9017 | 0 | 0 | 0 | 0 | 0 | 0 | 0 | 0 | 0 | 0 | 0 | 0 | 0 | 0 | 0 | 0 | 0 | 0 | 0 | 0 | 0 | 0 | 0 | 0 | 0 | 0 | 0 | 0 | 0 | 0 | 0 | 0 | 0 | 0 | 0 | 0 | 0 | 0 | 0 | 0 | 0 | 0 | 0 | 0 | 0 | 0 | 0 | 0 | 0 | 0 | 0 | 0 | 0 | 0 | 0 | 0 | 0 | 0 | 0 | 0 | 0 | 0 | 0 | 0 | 0 | 0 | 0 | 0 | 0 | 0 | 0 | 0 | 0
4 | 1 | 0 | 0 | 0 | 0 | 60 | 0 |  |  |  | 1 | 1 |  | 4 | H | H | H | H | H | 0.58664 | 0.65819 | 0.639 | 0.59022 | 0.53709 | 0.45336 | 0.20394 | 0.212 | 0.23833 | 0.26923 | 0.23833 | 0.212 | 0.20394 | 0.68048 | 0.81637 | 0.88384 | 0.91038 | 0.81142 | 0.49701 | 0.54139 | 0.59447 | 0.59157 | 0.58314 | 0.53281 | 0.49036 | 0.49532 | 0.2771 | 0.29097 | 0.30566 | 0.29097 | 0.2771 | 0.26603 | 0.25531 | 0.26603 | 0.73405 | 0.74466 | 0.7483 | 0.68149 | 0.62563 | 0.62351 | 0.61726 | 0.67069 | T | T | T | T | H | H | H | H | H | H | H | H | H | H | H | H | H | H | H | H | H | H | H | H | H | H | H | H | H | H | H | H | H | H | H | H | H | H | H | H | H | H | H | H | H | H | H | H | H | H | H | H | H | H | H | H | H | H | H | H | H | H | H | H | H | H | H | H | H | H | H | H | H | 4 | 0 | 0 | 0 | 0 | 0 | 45 | 40 | 41.2311 | 44.7214 | 49.2443 | 58.5235 | 75 | 72.111 | 64.0312 | 56.5685 | 64.0312 | 72.111 | 75 | 53.8516 | 44.7214 | 41.2311 | 40 | 45 | 60 | 55 | 50 | 50.2494 | 50.9902 | 55.9017 | 60.8276 | 60.208 | 78.1025 | 74.3303 | 70.7107 | 74.3303 | 78.1025 | 81.3941 | 84.8528 | 81.3941 | 50.9902 | 50.2494 | 50 | 55 | 60 | 60.208 | 60.8276 | 55.9017 | 0 | 0 | 0 | 0 | 0 | 0 | 0 | 0 | 0 | 0 | 0 | 0 | 0 | 0 | 0 | 0 | 0 | 0 | 0 | 0 | 0 | 0 | 0 | 0 | 0 | 0 | 0 | 0 | 0 | 0 | 0 | 0 | 0 | 0 | 0 | 0 | 0 | 0 | 0 | 0 | 0 | 0 | 0 | 0 | 0 | 0 | 0 | 0 | 0 | 0 | 0 | 0 | 0 | 0 | 0 | 0 | 0 | 0 | 0 | 0 | 0 | 0 | 0 | 0 | 0 | 0 | 0 | 0 | 0 | 0 | 0 | 0 | 0
5 | 1 | 0 | 0 | 0 | 0 | 60 | 0 |  |  |  | 1 | 1 |  | 5 | H | H | H | H | H | 0.58664 | 0.65819 | 0.639 | 0.59022 | 0.53709 | 0.45336 | 0.20394 | 0.212 | 0.23833 | 0.26923 | 0.23833 | 0.212 | 0.20394 | 0.68048 | 0.81637 | 0.88384 | 0.91038 | 0.81142 | 0.49701 | 0.54139 | 0.59447 | 0.59157 | 0.58314 | 0.53281 | 0.49036 | 0.49532 | 0.2771 | 0.29097 | 0.30566 | 0.29097 | 0.2771 | 0.26603 | 0.25531 | 0.26603 | 0.73405 | 0.74466 | 0.7483 | 0.68149 | 0.62563 | 0.62351 | 0.61726 | 0.67069 | T | T | T | T | H | H | H | H | H | H | H | H | H | H | H | H | H | H | H | H | H | H | H | H | H | H | H | H | H | H | H | H | H | H | H | H | H | H | H | H | H | H | H | H | H | H | H | H | H | H | H | H | H | H | H | H | H | H | H | H | H | H | H | H | H | H | H | H | H | H | H | H | H | 5 | 0 | 0 | 0 | 0 | 0 | 45 | 40 | 41.2311 | 44.7214 | 49.2443 | 58.5235 | 75 | 72.111 | 64.0312 | 56.5685 | 64.0312 | 72.111 | 75 | 53.8516 | 44.7214 | 41.2311 | 40 | 45 | 60 | 55 | 50 | 50.2494 | 50.9902 | 55.9017 | 60.8276 | 60.208 | 78.1025 | 74.3303 | 70.7107 | 74.3303 | 78.1025 | 81.3941 | 84.8528 | 81.3941 | 50.9902 | 50.2494 | 50 | 55 | 60 | 60.208 | 60.8276 | 55.9017 | 0 | 0 | 0 | 0 | 0 | 0 | 0 | 0 | 0 | 0 | 0 | 0 | 0 | 0 | 0 | 0 | 0 | 0 | 0 | 0 | 0 | 0 | 0 | 0 | 0 | 0 | 0 | 0 | 0 | 0 | 0 | 0 | 0 | 0 | 0 | 0 | 0 | 0 | 0 | 0 | 0 | 0 | 0 | 0 | 0 | 0 | 0 | 0 | 0 | 0 | 0 | 0 | 0 | 0 | 0 | 0 | 0 | 0 | 0 | 0 | 0 | 0 | 0 | 0 | 0 | 0 | 0 | 0 | 0 | 0 | 0 | 0 | 0
6 | 1 | 1.1 | 0 | 45 | 20 | 20 | 0 | 45.4826 | 5.053 | 26 | 1.6581 | 1.6581 |  | 6 | H | H | H | H | H | H | H | H | H | H | H | H | H | H | H | H | H | H | 0.65597 | 0.77487 | 0.68929 | 0.60981 | 0.57744 | 1.8949 | 2.7562 | 5.053 | 3.7563 | 2.4891 | 2.0022 | 1.5933 | 1.8034 | H | H | H | H | H | H | H | H | 0.61521 | 0.58685 | 0.55902 | 0.52958 | 0.50215 | 0.52199 | 0.54162 | 0.57656 | T | T | T | T | H | H | H | H | H | H | H | H | H | H | H | H | H | H | H | H | H | H | H | H | H | H | H | H | H | H | H | H | H | H | H | H | H | H | H | H | H | H | H | H | H | H | H | H | H | H | H | H | H | H | H | H | H | H | H | H | H | H | H | H | H | H | H | H | H | H | H | H | H | 6 | 45 | 45 | 45 | 45 | 45 | 0 | 5 | 11.1803 | 20.6155 | 20 | 22.3607 | 47.4342 | 42.72 | 40.3113 | 40.3113 | 50.2494 | 60.208 | 60 | 55.9017 | 47.1699 | 53.1507 | 60.208 | 63.6396 | 15 | 10 | 5 | 7.0711 | 11.1803 | 14.1421 | 18.0278 | 15.8114 | 52.2015 | 50.9902 | 50.2494 | 55.2268 | 60.208 | 60.8276 | 61.8466 | 57.0088 | 61.0328 | 64.0312 | 67.2681 | 71.0634 | 75 | 72.111 | 69.4622 | 65.192 | 45 | 45 | 45 | 45 | 45 | 45 | 45 | 45 | 45 | 45 | 45 | 45 | 45 | 45 | 45 | 45 | 45 | 45 | 45 | 45 | 45 | 45 | 45 | 45 | 45 | 45 | 45 | 45 | 45 | 45 | 45 | 45 | 45 | 45 | 45 | 45 | 45 | 45 | 45 | 45 | 45 | 45 | 45 | 45 | 45 | 45 | 45 | 45 | 45 | 45 | 45 | 45 | 45 | 45 | 45 | 45 | 45 | 45 | 45 | 45 | 45 | 45 | 45 | 45 | 45 | 45 | 45 | 45 | 45 | 45 | 45 | 45 | 45
7 | 1 | 1.1 | 0 | 40 | 20 | 20 | 0 | 45.4826 | 2.7562 | 26 | 1.3009 | 1.3009 |  | 7 | H | H | H | H | H | H | H | H | H | H | H | H | H | H | H | H | H | H | 0.68048 | 0.81637 | 0.73187 | 0.64837 | 0.60981 | 1.4437 | 1.8949 | 2.7562 | 2.4891 | 2.0022 | 1.5933 | 1.2978 | 1.4026 | H | H | H | H | H | H | H | H | 0.64346 | 0.61521 | 0.58685 | 0.55304 | 0.52199 | 0.54162 | 0.56055 | 0.59959 | T | T | T | T | H | H | H | H | H | H | H | H | H | H | H | H | H | H | H | H | H | H | H | H | H | H | H | H | H | H | H | H | H | H | H | H | H | H | H | H | H | H | H | H | H | H | H | H | H | H | H | H | H | H | H | H | H | H | H | H | H | H | H | H | H | H | H | H | H | H | H | H | H | 7 | 40 | 40 | 40 | 40 | 40 | 5 | 0 | 10 | 20 | 20.6155 | 25 | 49.2443 | 44.7214 | 41.2311 | 40 | 50 | 60 | 60.208 | 53.8516 | 44.7214 | 50 | 56.5685 | 60.208 | 20 | 15 | 10 | 11.1803 | 14.1421 | 18.0278 | 22.3607 | 20.6155 | 53.8516 | 52.2015 | 50.9902 | 55.9017 | 60.8276 | 61.8466 | 63.2456 | 58.5235 | 58.3095 | 61.0328 | 64.0312 | 68.0074 | 72.111 | 69.4622 | 67.082 | 62.6498 | 40 | 40 | 40 | 40 | 40 | 40 | 40 | 40 | 40 | 40 | 40 | 40 | 40 | 40 | 40 | 40 | 40 | 40 | 40 | 40 | 40 | 40 | 40 | 40 | 40 | 40 | 40 | 40 | 40 | 40 | 40 | 40 | 40 | 40 | 40 | 40 | 40 | 40 | 40 | 40 | 40 | 40 | 40 | 40 | 40 | 40 | 40 | 40 | 40 | 40 | 40 | 40 | 40 | 40 | 40 | 40 | 40 | 40 | 40 | 40 | 40 | 40 | 40 | 40 | 40 | 40 | 40 | 40 | 40 | 40 | 40 | 40 | 40
8 | 1 | 1.1 | 10 | 40 | 20 | 20 | 0 | 45.4826 | 2.7562 | 28 | 1.3009 | 1.3009 |  | 8 | H | H | H | H | H | H | H | H | H | H | H | H | H | H | H | H | H | H | 0.81637 | 1.0073 | 0.85951 | 0.73187 | 0.68929 | 1.2978 | 1.5933 | 2.0022 | 2.4891 | 2.7562 | 1.8949 | 1.4437 | 1.4026 | H | H | H | H | H | H | H | H | 0.7483 | 0.70476 | 0.66292 | 0.62351 | 0.58685 | 0.61521 | 0.64346 | 0.69283 | T | T | T | T | H | H | H | H | H | H | H | H | H | H | H | H | H | H | H | H | H | H | H | H | H | H | H | H | H | H | H | H | H | H | H | H | H | H | H | H | H | H | H | H | H | H | H | H | H | H | H | H | H | H | H | H | H | H | H | H | H | H | H | H | H | H | H | H | H | H | H | H | H | 8 | 41.2311 | 41.2311 | 41.2311 | 41.2311 | 41.2311 | 11.1803 | 10 | 0 | 10 | 11.1803 | 18.0278 | 40.3113 | 36.0555 | 31.6228 | 30 | 40 | 50 | 50.2494 | 44.7214 | 36.0555 | 42.4264 | 50 | 53.1507 | 22.3607 | 18.0278 | 14.1421 | 11.1803 | 10 | 15 | 20 | 20.6155 | 44.7214 | 42.72 | 41.2311 | 46.0977 | 50.9902 | 52.2015 | 53.8516 | 49.2443 | 50 | 53.1507 | 56.5685 | 60.208 | 64.0312 | 61.0328 | 58.3095 | 54.0833 | 41.2311 | 41.2311 | 41.2311 | 41.2311 | 41.2311 | 41.2311 | 41.2311 | 41.2311 | 41.2311 | 41.2311 | 41.2311 | 41.2311 | 41.2311 | 41.2311 | 41.2311 | 41.2311 | 41.2311 | 41.2311 | 41.2311 | 41.2311 | 41.2311 | 41.2311 | 41.2311 | 41.2311 | 41.2311 | 41.2311 | 41.2311 | 41.2311 | 41.2311 | 41.2311 | 41.2311 | 41.2311 | 41.2311 | 41.2311 | 41.2311 | 41.2311 | 41.2311 | 41.2311 | 41.2311 | 41.2311 | 41.2311 | 41.2311 | 41.2311 | 41.2311 | 41.2311 | 41.2311 | 41.2311 | 41.2311 | 41.2311 | 41.2311 | 41.2311 | 41.2311 | 41.2311 | 41.2311 | 41.2311 | 41.2311 | 41.2311 | 41.2311 | 41.2311 | 41.2311 | 41.2311 | 41.2311 | 41.2311 | 41.2311 | 41.2311 | 41.2311 | 41.2311 | 41.2311 | 41.2311 | 41.2311 | 41.2311 | 41.2311 | 41.2311
9 | 1 | 1.1 | 20 | 40 | 20 | 20 | 0 | 45.4826 | 2.0022 | 28 | 1.1523 | 1.1523 |  | 9 | H | H | H | H | H | H | H | H | H | H | H | H | H | H | H | H | H | H | 1.0073 | 1.2746 | 1.0073 | 0.81637 | 0.77487 | 1.0353 | 1.1661 | 1.2978 | 1.5933 | 2.0022 | 1.5933 | 1.2978 | 1.1661 | H | H | H | H | H | H | H | H | 0.87881 | 0.8103 | 0.7483 | 0.70476 | 0.66292 | 0.70476 | 0.7483 | 0.8103 | T | T | T | T | H | H | H | H | H | H | H | H | H | H | H | H | H | H | H | H | H | H | H | H | H | H | H | H | H | H | H | H | H | H | H | H | H | H | H | H | H | H | H | H | H | H | H | H | H | H | H | H | H | H | H | H | H | H | H | H | H | H | H | H | H | H | H | H | H | H | H | H | H | 9 | 44.7214 | 44.7214 | 44.7214 | 44.7214 | 44.7214 | 20.6155 | 20 | 10 | 0 | 5 | 15 | 32.0156 | 28.2843 | 22.3607 | 20 | 30 | 40 | 40.3113 | 36.0555 | 28.2843 | 36.0555 | 44.7214 | 47.1699 | 28.2843 | 25 | 22.3607 | 18.0278 | 14.1421 | 18.0278 | 22.3607 | 25 | 36.0555 | 33.541 | 31.6228 | 36.4005 | 41.2311 | 42.72 | 44.7214 | 40.3113 | 42.4264 | 46.0977 | 50 | 53.1507 | 56.5685 | 53.1507 | 50 | 46.0977 | 44.7214 | 44.7214 | 44.7214 | 44.7214 | 44.7214 | 44.7214 | 44.7214 | 44.7214 | 44.7214 | 44.7214 | 44.7214 | 44.7214 | 44.7214 | 44.7214 | 44.7214 | 44.7214 | 44.7214 | 44.7214 | 44.7214 | 44.7214 | 44.7214 | 44.7214 | 44.7214 | 44.7214 | 44.7214 | 44.7214 | 44.7214 | 44.7214 | 44.7214 | 44.7214 | 44.7214 | 44.7214 | 44.7214 | 44.7214 | 44.7214 | 44.7214 | 44.7214 | 44.7214 | 44.7214 | 44.7214 | 44.7214 | 44.7214 | 44.7214 | 44.7214 | 44.7214 | 44.7214 | 44.7214 | 44.7214 | 44.7214 | 44.7214 | 44.7214 | 44.7214 | 44.7214 | 44.7214 | 44.7214 | 44.7214 | 44.7214 | 44.7214 | 44.7214 | 44.7214 | 44.7214 | 44.7214 | 44.7214 | 44.7214 | 44.7214 | 44.7214 | 44.7214 | 44.7214 | 44.7214 | 44.7214 | 44.7214 | 44.7214 | 44.7214
10 | 1 | 1.1 | 20 | 45 | 20 | 20 | 0 | 45.4826 | 2.4891 | 28 | 1.2511 | 1.2511 |  | 10 | H | H | H | H | H | H | H | H | H | H | H | H | H | H | H | H | H | H | 0.93194 | 1.1305 | 0.90352 | 0.74288 | 0.71126 | 1.1661 | 1.2978 | 1.4026 | 1.8034 | 2.4891 | 2.0022 | 1.5933 | 1.3649 | H | H | H | H | H | H | H | H | 0.8103 | 0.7483 | 0.69283 | 0.65789 | 0.62351 | 0.66292 | 0.70476 | 0.75575 | T | T | T | T | H | H | H | H | H | H | H | H | H | H | H | H | H | H | H | H | H | H | H | H | H | H | H | H | H | H | H | H | H | H | H | H | H | H | H | H | H | H | H | H | H | H | H | H | H | H | H | H | H | H | H | H | H | H | H | H | H | H | H | H | H | H | H | H | H | H | H | H | H | 10 | 49.2443 | 49.2443 | 49.2443 | 49.2443 | 49.2443 | 20 | 20.6155 | 11.1803 | 5 | 0 | 10 | 29.1548 | 25 | 20.6155 | 20.6155 | 30.4138 | 40.3113 | 40 | 39.0512 | 32.0156 | 40.3113 | 49.2443 | 51.4782 | 25 | 22.3607 | 20.6155 | 15.8114 | 11.1803 | 14.1421 | 18.0278 | 21.2132 | 33.541 | 31.6228 | 30.4138 | 35.3553 | 40.3113 | 41.2311 | 42.72 | 38.0789 | 46.0977 | 50 | 54.0833 | 57.0088 | 60.208 | 56.5685 | 53.1507 | 49.4975 | 49.2443 | 49.2443 | 49.2443 | 49.2443 | 49.2443 | 49.2443 | 49.2443 | 49.2443 | 49.2443 | 49.2443 | 49.2443 | 49.2443 | 49.2443 | 49.2443 | 49.2443 | 49.2443 | 49.2443 | 49.2443 | 49.2443 | 49.2443 | 49.2443 | 49.2443 | 49.2443 | 49.2443 | 49.2443 | 49.2443 | 49.2443 | 49.2443 | 49.2443 | 49.2443 | 49.2443 | 49.2443 | 49.2443 | 49.2443 | 49.2443 | 49.2443 | 49.2443 | 49.2443 | 49.2443 | 49.2443 | 49.2443 | 49.2443 | 49.2443 | 49.2443 | 49.2443 | 49.2443 | 49.2443 | 49.2443 | 49.2443 | 49.2443 | 49.2443 | 49.2443 | 49.2443 | 49.2443 | 49.2443 | 49.2443 | 49.2443 | 49.2443 | 49.2443 | 49.2443 | 49.2443 | 49.2443 | 49.2443 | 49.2443 | 49.2443 | 49.2443 | 49.2443 | 49.2443 | 49.2443 | 49.2443 | 49.2443 | 49.2443 | 49.2443
11 | 1 | 1.1 | 20 | 55 | 20 | 20 | 0 | 45.4826 | 2.7562 | 29 | 1.3009 | 1.3009 |  | 11 | H | H | H | H | H | H | H | H | H | H | H | H | H | H | H | H | H | H | 0.79251 | 0.90352 | 0.74288 | 0.62707 | 0.60776 | 1.4026 | 1.4437 | 1.4026 | 1.8034 | 2.4891 | 2.7562 | 2.4891 | 1.8034 | H | H | H | H | H | H | H | H | 0.69283 | 0.64346 | 0.59959 | 0.57656 | 0.55304 | 0.58685 | 0.62351 | 0.65789 | T | T | T | T | H | H | H | H | H | H | H | H | H | H | H | H | H | H | H | H | H | H | H | H | H | H | H | H | H | H | H | H | H | H | H | H | H | H | H | H | H | H | H | H | H | H | H | H | H | H | H | H | H | H | H | H | H | H | H | H | H | H | H | H | H | H | H | H | H | H | H | H | H | 11 | 58.5235 | 58.5235 | 58.5235 | 58.5235 | 58.5235 | 22.3607 | 25 | 18.0278 | 15 | 10 | 0 | 25.4951 | 20.6155 | 20.6155 | 25 | 33.541 | 42.72 | 41.2311 | 46.0977 | 40.3113 | 49.2443 | 58.5235 | 60.4152 | 20.6155 | 20 | 20.6155 | 15.8114 | 11.1803 | 10 | 11.1803 | 15.8114 | 30.4138 | 30 | 30.4138 | 35.3553 | 40.3113 | 40 | 40.3113 | 35.3553 | 54.0833 | 58.3095 | 62.6498 | 65.192 | 68.0074 | 64.0312 | 60.208 | 57.0088 | 58.5235 | 58.5235 | 58.5235 | 58.5235 | 58.5235 | 58.5235 | 58.5235 | 58.5235 | 58.5235 | 58.5235 | 58.5235 | 58.5235 | 58.5235 | 58.5235 | 58.5235 | 58.5235 | 58.5235 | 58.5235 | 58.5235 | 58.5235 | 58.5235 | 58.5235 | 58.5235 | 58.5235 | 58.5235 | 58.5235 | 58.5235 | 58.5235 | 58.5235 | 58.5235 | 58.5235 | 58.5235 | 58.5235 | 58.5235 | 58.5235 | 58.5235 | 58.5235 | 58.5235 | 58.5235 | 58.5235 | 58.5235 | 58.5235 | 58.5235 | 58.5235 | 58.5235 | 58.5235 | 58.5235 | 58.5235 | 58.5235 | 58.5235 | 58.5235 | 58.5235 | 58.5235 | 58.5235 | 58.5235 | 58.5235 | 58.5235 | 58.5235 | 58.5235 | 58.5235 | 58.5235 | 58.5235 | 58.5235 | 58.5235 | 58.5235 | 58.5235 | 58.5235 | 58.5235 | 58.5235 | 58.5235 | 58.5235 | 58.5235 | 58.5235
12 | 1 | 1.2 | 45 | 60 | 10 | 20 | 0 | 26.4876 | 3.6532 | 32 | 1.6581 | 1.6581 | 1.6581 | 12 | H | H | H | H | H | 0.55716 | 0.53709 | 0.65323 | 0.81736 | 0.89491 | 1.0185 | H | H | H | H | H | H | H | 0.90352 | 0.90352 | 0.72831 | 0.60981 | 0.61189 | 0.65908 | 0.65514 | 0.64372 | 0.7179 | 0.81062 | 0.83393 | 0.84216 | 0.73946 | 3.6532 | 2.7158 | 1.7996 | 1.4476 | 1.152 | 1.3038 | 1.3699 | 1.9927 | 0.74466 | 0.67874 | 0.62351 | 0.61726 | 0.60725 | 0.65789 | 0.71734 | 0.73405 | T | T | T | T | H | H | H | H | H | H | H | H | H | H | H | H | H | H | H | H | H | H | H | H | H | H | H | H | H | H | H | H | H | H | H | H | H | H | H | H | H | H | H | H | H | H | H | H | H | H | H | H | H | H | H | H | H | H | H | H | H | H | H | H | H | H | H | H | H | H | H | H | H | 12 | 75 | 75 | 75 | 75 | 75 | 47.4342 | 49.2443 | 40.3113 | 32.0156 | 29.1548 | 25.4951 | 0 | 5 | 11.1803 | 20.6155 | 20.6155 | 25 | 21.2132 | 40.3113 | 40.3113 | 50.2494 | 60.208 | 60 | 45 | 45.2769 | 46.0977 | 41.2311 | 36.4005 | 35.3553 | 35 | 40 | 5 | 7.0711 | 11.1803 | 14.1421 | 18.0278 | 15.8114 | 15 | 10 | 50.2494 | 55.2268 | 60.208 | 60.8276 | 61.8466 | 57.0088 | 52.2015 | 50.9902 | 75 | 75 | 75 | 75 | 75 | 75 | 75 | 75 | 75 | 75 | 75 | 75 | 75 | 75 | 75 | 75 | 75 | 75 | 75 | 75 | 75 | 75 | 75 | 75 | 75 | 75 | 75 | 75 | 75 | 75 | 75 | 75 | 75 | 75 | 75 | 75 | 75 | 75 | 75 | 75 | 75 | 75 | 75 | 75 | 75 | 75 | 75 | 75 | 75 | 75 | 75 | 75 | 75 | 75 | 75 | 75 | 75 | 75 | 75 | 75 | 75 | 75 | 75 | 75 | 75 | 75 | 75 | 75 | 75 | 75 | 75 | 75 | 75
13 | 1 | 1.2 | 40 | 60 | 10 | 20 | 0 | 26.4876 | 1.9927 | 32 | 1.3009 | 1.3009 |  | 13 | H | H | H | H | H | 0.61724 | 0.59022 | 0.72825 | 0.92151 | 1.0379 | 1.2484 | H | H | H | H | H | H | H | 0.88384 | 0.91038 | 0.73187 | 0.61189 | 0.60981 | 0.73946 | 0.73389 | 0.7179 | 0.81062 | 0.92934 | 0.96511 | 0.97799 | 0.84216 | 1.9927 | 1.7996 | 1.4476 | 1.152 | 0.93829 | 1.014 | 1.0438 | 1.3699 | 0.73405 | 0.67069 | 0.61726 | 0.60725 | 0.59403 | 0.64115 | 0.69576 | 0.71734 | T | T | T | T | H | H | H | H | H | H | H | H | H | H | H | H | H | H | H | H | H | H | H | H | H | H | H | H | H | H | H | H | H | H | H | H | H | H | H | H | H | H | H | H | H | H | H | H | H | H | H | H | H | H | H | H | H | H | H | H | H | H | H | H | H | H | H | H | H | H | H | H | H | 13 | 72.111 | 72.111 | 72.111 | 72.111 | 72.111 | 42.72 | 44.7214 | 36.0555 | 28.2843 | 25 | 20.6155 | 5 | 0 | 10 | 20 | 22.3607 | 28.2843 | 25 | 41.2311 | 40 | 50 | 60 | 60.208 | 40 | 40.3113 | 41.2311 | 36.4005 | 31.6228 | 30.4138 | 30 | 35 | 10 | 11.1803 | 14.1421 | 18.0278 | 22.3607 | 20.6155 | 20 | 15 | 50.9902 | 55.9017 | 60.8276 | 61.8466 | 63.2456 | 58.5235 | 53.8516 | 52.2015 | 72.111 | 72.111 | 72.111 | 72.111 | 72.111 | 72.111 | 72.111 | 72.111 | 72.111 | 72.111 | 72.111 | 72.111 | 72.111 | 72.111 | 72.111 | 72.111 | 72.111 | 72.111 | 72.111 | 72.111 | 72.111 | 72.111 | 72.111 | 72.111 | 72.111 | 72.111 | 72.111 | 72.111 | 72.111 | 72.111 | 72.111 | 72.111 | 72.111 | 72.111 | 72.111 | 72.111 | 72.111 | 72.111 | 72.111 | 72.111 | 72.111 | 72.111 | 72.111 | 72.111 | 72.111 | 72.111 | 72.111 | 72.111 | 72.111 | 72.111 | 72.111 | 72.111 | 72.111 | 72.111 | 72.111 | 72.111 | 72.111 | 72.111 | 72.111 | 72.111 | 72.111 | 72.111 | 72.111 | 72.111 | 72.111 | 72.111 | 72.111 | 72.111 | 72.111 | 72.111 | 72.111 | 72.111 | 72.111
14 | 1 | 1.2 | 40 | 50 | 10 | 20 | 0 | 26.4876 | 1.9927 | 34 | 1.3009 | 1.3009 |  | 14 | H | H | H | H | H | 0.65323 | 0.639 | 0.8272 | 1.1552 | 1.2484 | 1.2484 | H | H | H | H | H | H | H | 1.1442 | 1.204 | 0.91038 | 0.73187 | 0.72831 | 0.7179 | 0.73389 | 0.73946 | 0.84216 | 0.97799 | 0.96511 | 0.92934 | 0.81062 | 1.4476 | 1.7996 | 1.9927 | 1.3699 | 1.0438 | 1.014 | 0.93829 | 1.152 | 0.90368 | 0.8103 | 0.73405 | 0.71734 | 0.69576 | 0.75956 | 0.8347 | 0.87291 | T | T | T | T | H | H | H | H | H | H | H | H | H | H | H | H | H | H | H | H | H | H | H | H | H | H | H | H | H | H | H | H | H | H | H | H | H | H | H | H | H | H | H | H | H | H | H | H | H | H | H | H | H | H | H | H | H | H | H | H | H | H | H | H | H | H | H | H | H | H | H | H | H | 14 | 64.0312 | 64.0312 | 64.0312 | 64.0312 | 64.0312 | 40.3113 | 41.2311 | 31.6228 | 22.3607 | 20.6155 | 20.6155 | 11.1803 | 10 | 0 | 10 | 14.1421 | 22.3607 | 20.6155 | 31.6228 | 30 | 40 | 50 | 50.2494 | 41.2311 | 40.3113 | 40 | 35 | 30 | 30.4138 | 31.6228 | 36.4005 | 14.1421 | 11.1803 | 10 | 15 | 20 | 20.6155 | 22.3607 | 18.0278 | 41.2311 | 46.0977 | 50.9902 | 52.2015 | 53.8516 | 49.2443 | 44.7214 | 42.72 | 64.0312 | 64.0312 | 64.0312 | 64.0312 | 64.0312 | 64.0312 | 64.0312 | 64.0312 | 64.0312 | 64.0312 | 64.0312 | 64.0312 | 64.0312 | 64.0312 | 64.0312 | 64.0312 | 64.0312 | 64.0312 | 64.0312 | 64.0312 | 64.0312 | 64.0312 | 64.0312 | 64.0312 | 64.0312 | 64.0312 | 64.0312 | 64.0312 | 64.0312 | 64.0312 | 64.0312 | 64.0312 | 64.0312 | 64.0312 | 64.0312 | 64.0312 | 64.0312 | 64.0312 | 64.0312 | 64.0312 | 64.0312 | 64.0312 | 64.0312 | 64.0312 | 64.0312 | 64.0312 | 64.0312 | 64.0312 | 64.0312 | 64.0312 | 64.0312 | 64.0312 | 64.0312 | 64.0312 | 64.0312 | 64.0312 | 64.0312 | 64.0312 | 64.0312 | 64.0312 | 64.0312 | 64.0312 | 64.0312 | 64.0312 | 64.0312 | 64.0312 | 64.0312 | 64.0312 | 64.0312 | 64.0312 | 64.0312 | 64.0312 | 64.0312
15 | 1 | 1.2 | 40 | 40 | 10 | 20 | 0 | 26.4876 | 1.7774 | 20 | 1.4535 | 1.4535 |  | 15 | H | H | H | H | H | 0.65323 | 0.65819 | 0.87051 | 1.285 | 1.2484 | 1.0379 | H | H | H | H | H | H | H | 1.5978 | 1.7774 | 1.204 | 0.91038 | 0.90352 | 0.6631 | 0.69345 | 0.7179 | 0.81062 | 0.92934 | 0.87773 | 0.81817 | 0.73389 | 0.93829 | 1.152 | 1.4476 | 1.152 | 0.93829 | 0.84304 | 0.7485 | 0.84304 | 1.1698 | 1.0204 | 0.90368 | 0.87291 | 0.8347 | 0.9238 | 1.0299 | 1.1049 | T | T | T | T | H | H | H | H | H | H | H | H | H | H | H | H | H | H | H | H | H | H | H | H | H | H | H | H | H | H | H | H | H | H | H | H | H | H | H | H | H | H | H | H | H | H | H | H | H | H | H | H | H | H | H | H | H | H | H | H | H | H | H | H | H | H | H | H | H | H | H | H | H | 15 | 56.5685 | 56.5685 | 56.5685 | 56.5685 | 56.5685 | 40.3113 | 40 | 30 | 20 | 20.6155 | 25 | 20.6155 | 20 | 10 | 0 | 10 | 20 | 20.6155 | 22.3607 | 20 | 30 | 40 | 40.3113 | 44.7214 | 42.72 | 41.2311 | 36.4005 | 31.6228 | 33.541 | 36.0555 | 40.3113 | 22.3607 | 18.0278 | 14.1421 | 18.0278 | 22.3607 | 25 | 28.2843 | 25 | 31.6228 | 36.4005 | 41.2311 | 42.72 | 44.7214 | 40.3113 | 36.0555 | 33.541 | 56.5685 | 56.5685 | 56.5685 | 56.5685 | 56.5685 | 56.5685 | 56.5685 | 56.5685 | 56.5685 | 56.5685 | 56.5685 | 56.5685 | 56.5685 | 56.5685 | 56.5685 | 56.5685 | 56.5685 | 56.5685 | 56.5685 | 56.5685 | 56.5685 | 56.5685 | 56.5685 | 56.5685 | 56.5685 | 56.5685 | 56.5685 | 56.5685 | 56.5685 | 56.5685 | 56.5685 | 56.5685 | 56.5685 | 56.5685 | 56.5685 | 56.5685 | 56.5685 | 56.5685 | 56.5685 | 56.5685 | 56.5685 | 56.5685 | 56.5685 | 56.5685 | 56.5685 | 56.5685 | 56.5685 | 56.5685 | 56.5685 | 56.5685 | 56.5685 | 56.5685 | 56.5685 | 56.5685 | 56.5685 | 56.5685 | 56.5685 | 56.5685 | 56.5685 | 56.5685 | 56.5685 | 56.5685 | 56.5685 | 56.5685 | 56.5685 | 56.5685 | 56.5685 | 56.5685 | 56.5685 | 56.5685 | 56.5685 | 56.5685 | 56.5685
16 | 1 | 1.2 | 50 | 40 | 10 | 20 | 0 | 26.4876 | 1.9927 | 34 | 1.3009 | 1.3009 |  | 16 | H | H | H | H | H | 0.52656 | 0.52913 | 0.65819 | 0.87051 | 0.85904 | 0.78126 | H | H | H | H | H | H | H | 1.7774 | 1.5978 | 1.1442 | 0.88384 | 0.90352 | 0.55272 | 0.56987 | 0.58314 | 0.64372 | 0.7179 | 0.69345 | 0.6631 | 0.60341 | 1.0438 | 1.3699 | 1.9927 | 1.7996 | 1.4476 | 1.152 | 0.93829 | 1.014 | 1.2311 | 1.0601 | 0.93082 | 0.9238 | 0.90368 | 1.0204 | 1.1698 | 1.2149 | T | T | T | T | H | H | H | H | H | H | H | H | H | H | H | H | H | H | H | H | H | H | H | H | H | H | H | H | H | H | H | H | H | H | H | H | H | H | H | H | H | H | H | H | H | H | H | H | H | H | H | H | H | H | H | H | H | H | H | H | H | H | H | H | H | H | H | H | H | H | H | H | H | 16 | 64.0312 | 64.0312 | 64.0312 | 64.0312 | 64.0312 | 50.2494 | 50 | 40 | 30 | 30.4138 | 33.541 | 20.6155 | 22.3607 | 14.1421 | 10 | 0 | 10 | 11.1803 | 20 | 22.3607 | 31.6228 | 41.2311 | 40.3113 | 53.8516 | 52.2015 | 50.9902 | 46.0977 | 41.2311 | 42.72 | 44.7214 | 49.2443 | 20 | 15 | 10 | 11.1803 | 14.1421 | 18.0278 | 22.3607 | 20.6155 | 30 | 35 | 40 | 40.3113 | 41.2311 | 36.4005 | 31.6228 | 30.4138 | 64.0312 | 64.0312 | 64.0312 | 64.0312 | 64.0312 | 64.0312 | 64.0312 | 64.0312 | 64.0312 | 64.0312 | 64.0312 | 64.0312 | 64.0312 | 64.0312 | 64.0312 | 64.0312 | 64.0312 | 64.0312 | 64.0312 | 64.0312 | 64.0312 | 64.0312 | 64.0312 | 64.0312 | 64.0312 | 64.0312 | 64.0312 | 64.0312 | 64.0312 | 64.0312 | 64.0312 | 64.0312 | 64.0312 | 64.0312 | 64.0312 | 64.0312 | 64.0312 | 64.0312 | 64.0312 | 64.0312 | 64.0312 | 64.0312 | 64.0312 | 64.0312 | 64.0312 | 64.0312 | 64.0312 | 64.0312 | 64.0312 | 64.0312 | 64.0312 | 64.0312 | 64.0312 | 64.0312 | 64.0312 | 64.0312 | 64.0312 | 64.0312 | 64.0312 | 64.0312 | 64.0312 | 64.0312 | 64.0312 | 64.0312 | 64.0312 | 64.0312 | 64.0312 | 64.0312 | 64.0312 | 64.0312 | 64.0312 | 64.0312 | 64.0312
17 | 1 | 1.2 | 60 | 40 | 10 | 20 | 0 | 26.4876 | 1.9927 | 36 | 1.3009 | 1.3009 |  | 17 | H | H | H | H | H | 0.44088 | 0.44239 | 0.52913 | 0.65819 | 0.65323 | 0.61724 | H | H | H | H | H | H | H | 1.5978 | 1.2746 | 1.0073 | 0.81637 | 0.85374 | 0.4719 | 0.48241 | 0.49036 | 0.53281 | 0.58314 | 0.56987 | 0.55272 | 0.50934 | 0.93829 | 1.152 | 1.4476 | 1.7996 | 1.9927 | 1.3699 | 1.0438 | 1.014 | 1.1698 | 1.0204 | 0.90368 | 0.9238 | 0.93082 | 1.0601 | 1.2311 | 1.2149 | T | T | T | T | H | H | H | H | H | H | H | H | H | H | H | H | H | H | H | H | H | H | H | H | H | H | H | H | H | H | H | H | H | H | H | H | H | H | H | H | H | H | H | H | H | H | H | H | H | H | H | H | H | H | H | H | H | H | H | H | H | H | H | H | H | H | H | H | H | H | H | H | H | 17 | 72.111 | 72.111 | 72.111 | 72.111 | 72.111 | 60.208 | 60 | 50 | 40 | 40.3113 | 42.72 | 25 | 28.2843 | 22.3607 | 20 | 10 | 0 | 5 | 22.3607 | 28.2843 | 36.0555 | 44.7214 | 42.72 | 63.2456 | 61.8466 | 60.8276 | 55.9017 | 50.9902 | 52.2015 | 53.8516 | 58.5235 | 22.3607 | 18.0278 | 14.1421 | 11.1803 | 10 | 15 | 20 | 20.6155 | 31.6228 | 36.4005 | 41.2311 | 40.3113 | 40 | 35 | 30 | 30.4138 | 72.111 | 72.111 | 72.111 | 72.111 | 72.111 | 72.111 | 72.111 | 72.111 | 72.111 | 72.111 | 72.111 | 72.111 | 72.111 | 72.111 | 72.111 | 72.111 | 72.111 | 72.111 | 72.111 | 72.111 | 72.111 | 72.111 | 72.111 | 72.111 | 72.111 | 72.111 | 72.111 | 72.111 | 72.111 | 72.111 | 72.111 | 72.111 | 72.111 | 72.111 | 72.111 | 72.111 | 72.111 | 72.111 | 72.111 | 72.111 | 72.111 | 72.111 | 72.111 | 72.111 | 72.111 | 72.111 | 72.111 | 72.111 | 72.111 | 72.111 | 72.111 | 72.111 | 72.111 | 72.111 | 72.111 | 72.111 | 72.111 | 72.111 | 72.111 | 72.111 | 72.111 | 72.111 | 72.111 | 72.111 | 72.111 | 72.111 | 72.111 | 72.111 | 72.111 | 72.111 | 72.111 | 72.111 | 72.111
18 | 1 | 1.2 | 60 | 45 | 10 | 20 | 0 | 26.4876 | 3.6532 | 36 | 1.6581 | 1.6581 |  | 18 | H | H | H | H | H | 0.44239 | 0.44088 | 0.52656 | 0.65323 | 0.65819 | 0.639 | H | H | H | H | H | H | H | 1.3366 | 1.1305 | 0.90352 | 0.74288 | 0.77064 | 0.48241 | 0.49036 | 0.49532 | 0.5392 | 0.59157 | 0.58314 | 0.56987 | 0.52264 | 1.152 | 1.4476 | 1.7996 | 2.7158 | 3.6532 | 1.9927 | 1.3699 | 1.3038 | 1.0204 | 0.90368 | 0.8103 | 0.82468 | 0.82964 | 0.93082 | 1.0601 | 1.0497 | T | T | T | T | H | H | H | H | H | H | H | H | H | H | H | H | H | H | H | H | H | H | H | H | H | H | H | H | H | H | H | H | H | H | H | H | H | H | H | H | H | H | H | H | H | H | H | H | H | H | H | H | H | H | H | H | H | H | H | H | H | H | H | H | H | H | H | H | H | H | H | H | H | 18 | 75 | 75 | 75 | 75 | 75 | 60 | 60.208 | 50.2494 | 40.3113 | 40 | 41.2311 | 21.2132 | 25 | 20.6155 | 20.6155 | 11.1803 | 5 | 0 | 26.9258 | 32.0156 | 40.3113 | 49.2443 | 47.4342 | 61.8466 | 60.8276 | 60.208 | 55.2268 | 50.2494 | 50.9902 | 52.2015 | 57.0088 | 18.0278 | 14.1421 | 11.1803 | 7.0711 | 5 | 10 | 15 | 15.8114 | 36.4005 | 41.2311 | 46.0977 | 45.2769 | 45 | 40 | 35 | 35.3553 | 75 | 75 | 75 | 75 | 75 | 75 | 75 | 75 | 75 | 75 | 75 | 75 | 75 | 75 | 75 | 75 | 75 | 75 | 75 | 75 | 75 | 75 | 75 | 75 | 75 | 75 | 75 | 75 | 75 | 75 | 75 | 75 | 75 | 75 | 75 | 75 | 75 | 75 | 75 | 75 | 75 | 75 | 75 | 75 | 75 | 75 | 75 | 75 | 75 | 75 | 75 | 75 | 75 | 75 | 75 | 75 | 75 | 75 | 75 | 75 | 75 | 75 | 75 | 75 | 75 | 75 | 75 | 75 | 75 | 75 | 75 | 75 | 75
19 | 1 | 1.3 | 50 | 20 | 30 | 20 | 0 | 62.4017 | 3.4694 | 40 | 1.3009 | 1.3009 |  | 19 | H | H | H | H | H | H | H | H | H | H | H | H | H | H | H | H | H | H | H | H | H | H | H | H | H | H | H | H | H | H | H | H | H | H | H | H | H | H | H | 3.4694 | 2.3852 | 1.8173 | 1.7656 | 1.6337 | 2.0057 | 2.5204 | 3.1332 | T | T | T | T | H | H | H | H | H | H | H | H | H | H | H | H | H | H | H | H | H | H | H | H | H | H | H | H | H | H | H | H | H | H | H | H | H | H | H | H | H | H | H | H | H | H | H | H | H | H | H | H | H | H | H | H | H | H | H | H | H | H | H | H | H | H | H | H | H | H | H | H | H | 19 | 53.8516 | 53.8516 | 53.8516 | 53.8516 | 53.8516 | 55.9017 | 53.8516 | 44.7214 | 36.0555 | 39.0512 | 46.0977 | 40.3113 | 41.2311 | 31.6228 | 22.3607 | 20 | 22.3607 | 26.9258 | 0 | 10 | 14.1421 | 22.3607 | 20.6155 | 64.0312 | 61.0328 | 58.3095 | 54.0833 | 50 | 53.1507 | 56.5685 | 60.208 | 40 | 35 | 30 | 30.4138 | 31.6228 | 36.4005 | 41.2311 | 40.3113 | 10 | 15 | 20 | 20.6155 | 22.3607 | 18.0278 | 14.1421 | 11.1803 | 53.8516 | 53.8516 | 53.8516 | 53.8516 | 53.8516 | 53.8516 | 53.8516 | 53.8516 | 53.8516 | 53.8516 | 53.8516 | 53.8516 | 53.8516 | 53.8516 | 53.8516 | 53.8516 | 53.8516 | 53.8516 | 53.8516 | 53.8516 | 53.8516 | 53.8516 | 53.8516 | 53.8516 | 53.8516 | 53.8516 | 53.8516 | 53.8516 | 53.8516 | 53.8516 | 53.8516 | 53.8516 | 53.8516 | 53.8516 | 53.8516 | 53.8516 | 53.8516 | 53.8516 | 53.8516 | 53.8516 | 53.8516 | 53.8516 | 53.8516 | 53.8516 | 53.8516 | 53.8516 | 53.8516 | 53.8516 | 53.8516 | 53.8516 | 53.8516 | 53.8516 | 53.8516 | 53.8516 | 53.8516 | 53.8516 | 53.8516 | 53.8516 | 53.8516 | 53.8516 | 53.8516 | 53.8516 | 53.8516 | 53.8516 | 53.8516 | 53.8516 | 53.8516 | 53.8516 | 53.8516 | 53.8516 | 53.8516 | 53.8516 | 53.8516
20 | 1 | 1.3 | 40 | 20 | 30 | 20 | 0 | 62.4017 | 2.5204 | 40 | 1.1523 | 1.1523 |  | 20 | H | H | H | H | H | H | H | H | H | H | H | H | H | H | H | H | H | H | H | H | H | H | H | H | H | H | H | H | H | H | H | H | H | H | H | H | H | H | H | 2.5204 | 2.0057 | 1.6337 | 1.4678 | 1.3032 | 1.4678 | 1.6337 | 2.0057 | T | T | T | T | H | H | H | H | H | H | H | H | H | H | H | H | H | H | H | H | H | H | H | H | H | H | H | H | H | H | H | H | H | H | H | H | H | H | H | H | H | H | H | H | H | H | H | H | H | H | H | H | H | H | H | H | H | H | H | H | H | H | H | H | H | H | H | H | H | H | H | H | H | 20 | 44.7214 | 44.7214 | 44.7214 | 44.7214 | 44.7214 | 47.1699 | 44.7214 | 36.0555 | 28.2843 | 32.0156 | 40.3113 | 40.3113 | 40 | 30 | 20 | 22.3607 | 28.2843 | 32.0156 | 10 | 0 | 10 | 20 | 20.6155 | 56.5685 | 53.1507 | 50 | 46.0977 | 42.4264 | 46.0977 | 50 | 53.1507 | 41.2311 | 36.4005 | 31.6228 | 33.541 | 36.0555 | 40.3113 | 44.7214 | 42.72 | 14.1421 | 18.0278 | 22.3607 | 25 | 28.2843 | 25 | 22.3607 | 18.0278 | 44.7214 | 44.7214 | 44.7214 | 44.7214 | 44.7214 | 44.7214 | 44.7214 | 44.7214 | 44.7214 | 44.7214 | 44.7214 | 44.7214 | 44.7214 | 44.7214 | 44.7214 | 44.7214 | 44.7214 | 44.7214 | 44.7214 | 44.7214 | 44.7214 | 44.7214 | 44.7214 | 44.7214 | 44.7214 | 44.7214 | 44.7214 | 44.7214 | 44.7214 | 44.7214 | 44.7214 | 44.7214 | 44.7214 | 44.7214 | 44.7214 | 44.7214 | 44.7214 | 44.7214 | 44.7214 | 44.7214 | 44.7214 | 44.7214 | 44.7214 | 44.7214 | 44.7214 | 44.7214 | 44.7214 | 44.7214 | 44.7214 | 44.7214 | 44.7214 | 44.7214 | 44.7214 | 44.7214 | 44.7214 | 44.7214 | 44.7214 | 44.7214 | 44.7214 | 44.7214 | 44.7214 | 44.7214 | 44.7214 | 44.7214 | 44.7214 | 44.7214 | 44.7214 | 44.7214 | 44.7214 | 44.7214 | 44.7214 | 44.7214 | 44.7214
21 | 1 | 1.3 | 40 | 10 | 30 | 20 | 0 | 62.4017 | 3.4694 | 40 | 1.3009 | 1.3009 |  | 21 | H | H | H | H | H | H | H | H | H | H | H | H | H | H | H | H | H | H | H | H | H | H | H | H | H | H | H | H | H | H | H | H | H | H | H | H | H | H | H | 3.4694 | 3.1332 | 2.5204 | 2.0057 | 1.6337 | 1.7656 | 1.8173 | 2.3852 | T | T | T | T | H | H | H | H | H | H | H | H | H | H | H | H | H | H | H | H | H | H | H | H | H | H | H | H | H | H | H | H | H | H | H | H | H | H | H | H | H | H | H | H | H | H | H | H | H | H | H | H | H | H | H | H | H | H | H | H | H | H | H | H | H | H | H | H | H | H | H | H | H | 21 | 41.2311 | 41.2311 | 41.2311 | 41.2311 | 41.2311 | 53.1507 | 50 | 42.4264 | 36.0555 | 40.3113 | 49.2443 | 50.2494 | 50 | 40 | 30 | 31.6228 | 36.0555 | 40.3113 | 14.1421 | 10 | 0 | 10 | 11.1803 | 64.0312 | 60.208 | 56.5685 | 53.1507 | 50 | 54.0833 | 58.3095 | 61.0328 | 50.9902 | 46.0977 | 41.2311 | 42.72 | 44.7214 | 49.2443 | 53.8516 | 52.2015 | 10 | 11.1803 | 14.1421 | 18.0278 | 22.3607 | 20.6155 | 20 | 15 | 41.2311 | 41.2311 | 41.2311 | 41.2311 | 41.2311 | 41.2311 | 41.2311 | 41.2311 | 41.2311 | 41.2311 | 41.2311 | 41.2311 | 41.2311 | 41.2311 | 41.2311 | 41.2311 | 41.2311 | 41.2311 | 41.2311 | 41.2311 | 41.2311 | 41.2311 | 41.2311 | 41.2311 | 41.2311 | 41.2311 | 41.2311 | 41.2311 | 41.2311 | 41.2311 | 41.2311 | 41.2311 | 41.2311 | 41.2311 | 41.2311 | 41.2311 | 41.2311 | 41.2311 | 41.2311 | 41.2311 | 41.2311 | 41.2311 | 41.2311 | 41.2311 | 41.2311 | 41.2311 | 41.2311 | 41.2311 | 41.2311 | 41.2311 | 41.2311 | 41.2311 | 41.2311 | 41.2311 | 41.2311 | 41.2311 | 41.2311 | 41.2311 | 41.2311 | 41.2311 | 41.2311 | 41.2311 | 41.2311 | 41.2311 | 41.2311 | 41.2311 | 41.2311 | 41.2311 | 41.2311 | 41.2311 | 41.2311 | 41.2311 | 41.2311
22 | 1 | 1.3 | 40 | 0 | 30 | 20 | 0 | 62.4017 | 3.4694 | 42 | 1.3009 | 1.3009 |  | 22 | H | H | H | H | H | H | H | H | H | H | H | H | H | H | H | H | H | H | H | H | H | H | H | H | H | H | H | H | H | H | H | H | H | H | H | H | H | H | H | 2.5204 | 3.1332 | 3.4694 | 2.3852 | 1.8173 | 1.7656 | 1.6337 | 2.0057 | T | T | T | T | H | H | H | H | H | H | H | H | H | H | H | H | H | H | H | H | H | H | H | H | H | H | H | H | H | H | H | H | H | H | H | H | H | H | H | H | H | H | H | H | H | H | H | H | H | H | H | H | H | H | H | H | H | H | H | H | H | H | H | H | H | H | H | H | H | H | H | H | H | 22 | 40 | 40 | 40 | 40 | 40 | 60.208 | 56.5685 | 50 | 44.7214 | 49.2443 | 58.5235 | 60.208 | 60 | 50 | 40 | 41.2311 | 44.7214 | 49.2443 | 22.3607 | 20 | 10 | 0 | 5 | 72.111 | 68.0074 | 64.0312 | 61.0328 | 58.3095 | 62.6498 | 67.082 | 69.4622 | 60.8276 | 55.9017 | 50.9902 | 52.2015 | 53.8516 | 58.5235 | 63.2456 | 61.8466 | 14.1421 | 11.1803 | 10 | 15 | 20 | 20.6155 | 22.3607 | 18.0278 | 40 | 40 | 40 | 40 | 40 | 40 | 40 | 40 | 40 | 40 | 40 | 40 | 40 | 40 | 40 | 40 | 40 | 40 | 40 | 40 | 40 | 40 | 40 | 40 | 40 | 40 | 40 | 40 | 40 | 40 | 40 | 40 | 40 | 40 | 40 | 40 | 40 | 40 | 40 | 40 | 40 | 40 | 40 | 40 | 40 | 40 | 40 | 40 | 40 | 40 | 40 | 40 | 40 | 40 | 40 | 40 | 40 | 40 | 40 | 40 | 40 | 40 | 40 | 40 | 40 | 40 | 40 | 40 | 40 | 40 | 40 | 40 | 40
23 | 1 | 1.3 | 45 | 0 | 30 | 20 | 0 | 62.4017 | 6.3606 | 42 | 1.6581 | 1.6581 |  | 23 | H | H | H | H | H | H | H | H | H | H | H | H | H | H | H | H | H | H | H | H | H | H | H | H | H | H | H | H | H | H | H | H | H | H | H | H | H | H | H | 3.1332 | 4.7284 | 6.3606 | 3.4694 | 2.3852 | 2.2701 | 2.0057 | 2.5204 | T | T | T | T | H | H | H | H | H | H | H | H | H | H | H | H | H | H | H | H | H | H | H | H | H | H | H | H | H | H | H | H | H | H | H | H | H | H | H | H | H | H | H | H | H | H | H | H | H | H | H | H | H | H | H | H | H | H | H | H | H | H | H | H | H | H | H | H | H | H | H | H | H | 23 | 45 | 45 | 45 | 45 | 45 | 63.6396 | 60.208 | 53.1507 | 47.1699 | 51.4782 | 60.4152 | 60 | 60.208 | 50.2494 | 40.3113 | 40.3113 | 42.72 | 47.4342 | 20.6155 | 20.6155 | 11.1803 | 5 | 0 | 75 | 71.0634 | 67.2681 | 64.0312 | 61.0328 | 65.192 | 69.4622 | 72.111 | 60.208 | 55.2268 | 50.2494 | 50.9902 | 52.2015 | 57.0088 | 61.8466 | 60.8276 | 11.1803 | 7.0711 | 5 | 10 | 15 | 15.8114 | 18.0278 | 14.1421 | 45 | 45 | 45 | 45 | 45 | 45 | 45 | 45 | 45 | 45 | 45 | 45 | 45 | 45 | 45 | 45 | 45 | 45 | 45 | 45 | 45 | 45 | 45 | 45 | 45 | 45 | 45 | 45 | 45 | 45 | 45 | 45 | 45 | 45 | 45 | 45 | 45 | 45 | 45 | 45 | 45 | 45 | 45 | 45 | 45 | 45 | 45 | 45 | 45 | 45 | 45 | 45 | 45 | 45 | 45 | 45 | 45 | 45 | 45 | 45 | 45 | 45 | 45 | 45 | 45 | 45 | 45 | 45 | 45 | 45 | 45 | 45 | 45
24 | 1 | 2.1 | 0 | 60 | 30 | 10 | 0 | 51.3935 | 0.53219 | 40 | 1 | 1 |  | 24 | H | H | H | H | H | H | H | H | H | H | H | H | H | H | H | H | H | H | H | H | H | H | H | H | H | H | H | H | H | H | H | H | H | H | H | H | H | H | H | 0.53219 | 0.50661 | 0.48246 | 0.46318 | 0.44452 | 0.46318 | 0.48246 | 0.50661 | T | T | T | T | H | H | H | H | H | H | H | H | H | H | H | H | H | H | H | H | H | H | H | H | H | H | H | H | H | H | H | H | H | H | H | H | H | H | H | H | H | H | H | H | H | H | H | H | H | H | H | H | H | H | H | H | H | H | H | H | H | H | H | H | H | H | H | H | H | H | H | H | H | 24 | 60 | 60 | 60 | 60 | 60 | 15 | 20 | 22.3607 | 28.2843 | 25 | 20.6155 | 45 | 40 | 41.2311 | 44.7214 | 53.8516 | 63.2456 | 61.8466 | 64.0312 | 56.5685 | 64.0312 | 72.111 | 75 | 0 | 5 | 10 | 11.1803 | 14.1421 | 11.1803 | 10 | 5 | 50 | 50.2494 | 50.9902 | 55.9017 | 60.8276 | 60.208 | 60 | 55 | 70.7107 | 74.3303 | 78.1025 | 81.3941 | 84.8528 | 81.3941 | 78.1025 | 74.3303 | 60 | 60 | 60 | 60 | 60 | 60 | 60 | 60 | 60 | 60 | 60 | 60 | 60 | 60 | 60 | 60 | 60 | 60 | 60 | 60 | 60 | 60 | 60 | 60 | 60 | 60 | 60 | 60 | 60 | 60 | 60 | 60 | 60 | 60 | 60 | 60 | 60 | 60 | 60 | 60 | 60 | 60 | 60 | 60 | 60 | 60 | 60 | 60 | 60 | 60 | 60 | 60 | 60 | 60 | 60 | 60 | 60 | 60 | 60 | 60 | 60 | 60 | 60 | 60 | 60 | 60 | 60 | 60 | 60 | 60 | 60 | 60 | 60
25 | 1 | 2.1 | 0 | 55 | 30 | 10 | 0 | 51.3935 | 0.55902 | 40 | 1 | 1 |  | 25 | H | H | H | H | H | H | H | H | H | H | H | H | H | H | H | H | H | H | H | H | H | H | H | H | H | H | H | H | H | H | H | H | H | H | H | H | H | H | H | 0.55902 | 0.53219 | 0.50661 | 0.48442 | 0.46318 | 0.48246 | 0.50215 | 0.52958 | T | T | T | T | H | H | H | H | H | H | H | H | H | H | H | H | H | H | H | H | H | H | H | H | H | H | H | H | H | H | H | H | H | H | H | H | H | H | H | H | H | H | H | H | H | H | H | H | H | H | H | H | H | H | H | H | H | H | H | H | H | H | H | H | H | H | H | H | H | H | H | H | H | 25 | 55 | 55 | 55 | 55 | 55 | 10 | 15 | 18.0278 | 25 | 22.3607 | 20 | 45.2769 | 40.3113 | 40.3113 | 42.72 | 52.2015 | 61.8466 | 60.8276 | 61.0328 | 53.1507 | 60.208 | 68.0074 | 71.0634 | 5 | 0 | 5 | 7.0711 | 11.1803 | 10 | 11.1803 | 7.0711 | 50.2494 | 50 | 50.2494 | 55.2268 | 60.208 | 60 | 60.208 | 55.2268 | 67.2681 | 70.7107 | 74.3303 | 77.7817 | 81.3941 | 78.1025 | 75 | 71.0634 | 55 | 55 | 55 | 55 | 55 | 55 | 55 | 55 | 55 | 55 | 55 | 55 | 55 | 55 | 55 | 55 | 55 | 55 | 55 | 55 | 55 | 55 | 55 | 55 | 55 | 55 | 55 | 55 | 55 | 55 | 55 | 55 | 55 | 55 | 55 | 55 | 55 | 55 | 55 | 55 | 55 | 55 | 55 | 55 | 55 | 55 | 55 | 55 | 55 | 55 | 55 | 55 | 55 | 55 | 55 | 55 | 55 | 55 | 55 | 55 | 55 | 55 | 55 | 55 | 55 | 55 | 55 | 55 | 55 | 55 | 55 | 55 | 55
26 | 1 | 2.1 | 0 | 50 | 30 | 10 | 0 | 51.3935 | 0.58685 | 40 | 1 | 1 |  | 26 | H | H | H | H | H | H | H | H | H | H | H | H | H | H | H | H | H | H | H | H | H | H | H | H | H | H | H | H | H | H | H | H | H | H | H | H | H | H | H | 0.58685 | 0.55902 | 0.53219 | 0.50661 | 0.48246 | 0.50215 | 0.52199 | 0.55304 | T | T | T | T | H | H | H | H | H | H | H | H | H | H | H | H | H | H | H | H | H | H | H | H | H | H | H | H | H | H | H | H | H | H | H | H | H | H | H | H | H | H | H | H | H | H | H | H | H | H | H | H | H | H | H | H | H | H | H | H | H | H | H | H | H | H | H | H | H | H | H | H | H | 26 | 50 | 50 | 50 | 50 | 50 | 5 | 10 | 14.1421 | 22.3607 | 20.6155 | 20.6155 | 46.0977 | 41.2311 | 40 | 41.2311 | 50.9902 | 60.8276 | 60.208 | 58.3095 | 50 | 56.5685 | 64.0312 | 67.2681 | 10 | 5 | 0 | 5 | 10 | 11.1803 | 14.1421 | 11.1803 | 50.9902 | 50.2494 | 50 | 55 | 60 | 60.208 | 60.8276 | 55.9017 | 64.0312 | 67.2681 | 70.7107 | 74.3303 | 78.1025 | 75 | 72.111 | 68.0074 | 50 | 50 | 50 | 50 | 50 | 50 | 50 | 50 | 50 | 50 | 50 | 50 | 50 | 50 | 50 | 50 | 50 | 50 | 50 | 50 | 50 | 50 | 50 | 50 | 50 | 50 | 50 | 50 | 50 | 50 | 50 | 50 | 50 | 50 | 50 | 50 | 50 | 50 | 50 | 50 | 50 | 50 | 50 | 50 | 50 | 50 | 50 | 50 | 50 | 50 | 50 | 50 | 50 | 50 | 50 | 50 | 50 | 50 | 50 | 50 | 50 | 50 | 50 | 50 | 50 | 50 | 50 | 50 | 50 | 50 | 50 | 50 | 50
27 | 1 | 2.1 | 5 | 50 | 30 | 10 | 0 | 51.3935 | 0.62351 | 40 | 1 | 1 |  | 27 | H | H | H | H | H | H | H | H | H | H | H | H | H | H | H | H | H | H | H | H | H | H | H | H | H | H | H | H | H | H | H | H | H | H | H | H | H | H | H | 0.62351 | 0.5904 | 0.55902 | 0.53219 | 0.50661 | 0.52958 | 0.55304 | 0.58685 | T | T | T | T | H | H | H | H | H | H | H | H | H | H | H | H | H | H | H | H | H | H | H | H | H | H | H | H | H | H | H | H | H | H | H | H | H | H | H | H | H | H | H | H | H | H | H | H | H | H | H | H | H | H | H | H | H | H | H | H | H | H | H | H | H | H | H | H | H | H | H | H | H | 27 | 50.2494 | 50.2494 | 50.2494 | 50.2494 | 50.2494 | 7.0711 | 11.1803 | 11.1803 | 18.0278 | 15.8114 | 15.8114 | 41.2311 | 36.4005 | 35 | 36.4005 | 46.0977 | 55.9017 | 55.2268 | 54.0833 | 46.0977 | 53.1507 | 61.0328 | 64.0312 | 11.1803 | 7.0711 | 5 | 0 | 5 | 7.0711 | 11.1803 | 10 | 46.0977 | 45.2769 | 45 | 50 | 55 | 55.2268 | 55.9017 | 50.9902 | 60.208 | 63.6396 | 67.2681 | 70.7107 | 74.3303 | 71.0634 | 68.0074 | 64.0312 | 50.2494 | 50.2494 | 50.2494 | 50.2494 | 50.2494 | 50.2494 | 50.2494 | 50.2494 | 50.2494 | 50.2494 | 50.2494 | 50.2494 | 50.2494 | 50.2494 | 50.2494 | 50.2494 | 50.2494 | 50.2494 | 50.2494 | 50.2494 | 50.2494 | 50.2494 | 50.2494 | 50.2494 | 50.2494 | 50.2494 | 50.2494 | 50.2494 | 50.2494 | 50.2494 | 50.2494 | 50.2494 | 50.2494 | 50.2494 | 50.2494 | 50.2494 | 50.2494 | 50.2494 | 50.2494 | 50.2494 | 50.2494 | 50.2494 | 50.2494 | 50.2494 | 50.2494 | 50.2494 | 50.2494 | 50.2494 | 50.2494 | 50.2494 | 50.2494 | 50.2494 | 50.2494 | 50.2494 | 50.2494 | 50.2494 | 50.2494 | 50.2494 | 50.2494 | 50.2494 | 50.2494 | 50.2494 | 50.2494 | 50.2494 | 50.2494 | 50.2494 | 50.2494 | 50.2494 | 50.2494 | 50.2494 | 50.2494 | 50.2494 | 50.2494
28 | 1 | 2.1 | 10 | 50 | 30 | 10 | 0 | 51.3935 | 0.66292 | 40 | 1 | 1 |  | 28 | H | H | H | H | H | H | H | H | H | H | H | H | H | H | H | H | H | H | H | H | H | H | H | H | H | H | H | H | H | H | H | H | H | H | H | H | H | H | H | 0.66292 | 0.62351 | 0.58685 | 0.55902 | 0.53219 | 0.55902 | 0.58685 | 0.62351 | T | T | T | T | H | H | H | H | H | H | H | H | H | H | H | H | H | H | H | H | H | H | H | H | H | H | H | H | H | H | H | H | H | H | H | H | H | H | H | H | H | H | H | H | H | H | H | H | H | H | H | H | H | H | H | H | H | H | H | H | H | H | H | H | H | H | H | H | H | H | H | H | H | 28 | 50.9902 | 50.9902 | 50.9902 | 50.9902 | 50.9902 | 11.1803 | 14.1421 | 10 | 14.1421 | 11.1803 | 11.1803 | 36.4005 | 31.6228 | 30 | 31.6228 | 41.2311 | 50.9902 | 50.2494 | 50 | 42.4264 | 50 | 58.3095 | 61.0328 | 14.1421 | 11.1803 | 10 | 5 | 0 | 5 | 10 | 11.1803 | 41.2311 | 40.3113 | 40 | 45 | 50 | 50.2494 | 50.9902 | 46.0977 | 56.5685 | 60.208 | 64.0312 | 67.2681 | 70.7107 | 67.2681 | 64.0312 | 60.208 | 50.9902 | 50.9902 | 50.9902 | 50.9902 | 50.9902 | 50.9902 | 50.9902 | 50.9902 | 50.9902 | 50.9902 | 50.9902 | 50.9902 | 50.9902 | 50.9902 | 50.9902 | 50.9902 | 50.9902 | 50.9902 | 50.9902 | 50.9902 | 50.9902 | 50.9902 | 50.9902 | 50.9902 | 50.9902 | 50.9902 | 50.9902 | 50.9902 | 50.9902 | 50.9902 | 50.9902 | 50.9902 | 50.9902 | 50.9902 | 50.9902 | 50.9902 | 50.9902 | 50.9902 | 50.9902 | 50.9902 | 50.9902 | 50.9902 | 50.9902 | 50.9902 | 50.9902 | 50.9902 | 50.9902 | 50.9902 | 50.9902 | 50.9902 | 50.9902 | 50.9902 | 50.9902 | 50.9902 | 50.9902 | 50.9902 | 50.9902 | 50.9902 | 50.9902 | 50.9902 | 50.9902 | 50.9902 | 50.9902 | 50.9902 | 50.9902 | 50.9902 | 50.9902 | 50.9902 | 50.9902 | 50.9902 | 50.9902 | 50.9902 | 50.9902
29 | 1 | 2.1 | 10 | 55 | 30 | 10 | 0 | 51.3935 | 0.62351 | 40 | 1 | 1 |  | 29 | H | H | H | H | H | H | H | H | H | H | H | H | H | H | H | H | H | H | H | H | H | H | H | H | H | H | H | H | H | H | H | H | H | H | H | H | H | H | H | 0.62351 | 0.58685 | 0.55304 | 0.52958 | 0.50661 | 0.53219 | 0.55902 | 0.5904 | T | T | T | T | H | H | H | H | H | H | H | H | H | H | H | H | H | H | H | H | H | H | H | H | H | H | H | H | H | H | H | H | H | H | H | H | H | H | H | H | H | H | H | H | H | H | H | H | H | H | H | H | H | H | H | H | H | H | H | H | H | H | H | H | H | H | H | H | H | H | H | H | H | 29 | 55.9017 | 55.9017 | 55.9017 | 55.9017 | 55.9017 | 14.1421 | 18.0278 | 15 | 18.0278 | 14.1421 | 10 | 35.3553 | 30.4138 | 30.4138 | 33.541 | 42.72 | 52.2015 | 50.9902 | 53.1507 | 46.0977 | 54.0833 | 62.6498 | 65.192 | 11.1803 | 10 | 11.1803 | 7.0711 | 5 | 0 | 5 | 7.0711 | 40.3113 | 40 | 40.3113 | 45.2769 | 50.2494 | 50 | 50.2494 | 45.2769 | 60.208 | 64.0312 | 68.0074 | 71.0634 | 74.3303 | 70.7107 | 67.2681 | 63.6396 | 55.9017 | 55.9017 | 55.9017 | 55.9017 | 55.9017 | 55.9017 | 55.9017 | 55.9017 | 55.9017 | 55.9017 | 55.9017 | 55.9017 | 55.9017 | 55.9017 | 55.9017 | 55.9017 | 55.9017 | 55.9017 | 55.9017 | 55.9017 | 55.9017 | 55.9017 | 55.9017 | 55.9017 | 55.9017 | 55.9017 | 55.9017 | 55.9017 | 55.9017 | 55.9017 | 55.9017 | 55.9017 | 55.9017 | 55.9017 | 55.9017 | 55.9017 | 55.9017 | 55.9017 | 55.9017 | 55.9017 | 55.9017 | 55.9017 | 55.9017 | 55.9017 | 55.9017 | 55.9017 | 55.9017 | 55.9017 | 55.9017 | 55.9017 | 55.9017 | 55.9017 | 55.9017 | 55.9017 | 55.9017 | 55.9017 | 55.9017 | 55.9017 | 55.9017 | 55.9017 | 55.9017 | 55.9017 | 55.9017 | 55.9017 | 55.9017 | 55.9017 | 55.9017 | 55.9017 | 55.9017 | 55.9017 | 55.9017 | 55.9017 | 55.9017
30 | 1 | 2.1 | 10 | 60 | 30 | 10 | 0 | 51.3935 | 0.58685 | 40 | 1 | 1 |  | 30 | H | H | H | H | H | H | H | H | H | H | H | H | H | H | H | H | H | H | H | H | H | H | H | H | H | H | H | H | H | H | H | H | H | H | H | H | H | H | H | 0.58685 | 0.55304 | 0.52199 | 0.50215 | 0.48246 | 0.50661 | 0.53219 | 0.55902 | T | T | T | T | H | H | H | H | H | H | H | H | H | H | H | H | H | H | H | H | H | H | H | H | H | H | H | H | H | H | H | H | H | H | H | H | H | H | H | H | H | H | H | H | H | H | H | H | H | H | H | H | H | H | H | H | H | H | H | H | H | H | H | H | H | H | H | H | H | H | H | H | H | 30 | 60.8276 | 60.8276 | 60.8276 | 60.8276 | 60.8276 | 18.0278 | 22.3607 | 20 | 22.3607 | 18.0278 | 11.1803 | 35 | 30 | 31.6228 | 36.0555 | 44.7214 | 53.8516 | 52.2015 | 56.5685 | 50 | 58.3095 | 67.082 | 69.4622 | 10 | 11.1803 | 14.1421 | 11.1803 | 10 | 5 | 0 | 5 | 40 | 40.3113 | 41.2311 | 46.0977 | 50.9902 | 50.2494 | 50 | 45 | 64.0312 | 68.0074 | 72.111 | 75 | 78.1025 | 74.3303 | 70.7107 | 67.2681 | 60.8276 | 60.8276 | 60.8276 | 60.8276 | 60.8276 | 60.8276 | 60.8276 | 60.8276 | 60.8276 | 60.8276 | 60.8276 | 60.8276 | 60.8276 | 60.8276 | 60.8276 | 60.8276 | 60.8276 | 60.8276 | 60.8276 | 60.8276 | 60.8276 | 60.8276 | 60.8276 | 60.8276 | 60.8276 | 60.8276 | 60.8276 | 60.8276 | 60.8276 | 60.8276 | 60.8276 | 60.8276 | 60.8276 | 60.8276 | 60.8276 | 60.8276 | 60.8276 | 60.8276 | 60.8276 | 60.8276 | 60.8276 | 60.8276 | 60.8276 | 60.8276 | 60.8276 | 60.8276 | 60.8276 | 60.8276 | 60.8276 | 60.8276 | 60.8276 | 60.8276 | 60.8276 | 60.8276 | 60.8276 | 60.8276 | 60.8276 | 60.8276 | 60.8276 | 60.8276 | 60.8276 | 60.8276 | 60.8276 | 60.8276 | 60.8276 | 60.8276 | 60.8276 | 60.8276 | 60.8276 | 60.8276 | 60.8276 | 60.8276 | 60.8276
31 | 1 | 2.1 | 5 | 60 | 30 | 10 | 0 | 51.3935 | 0.55902 | 40 | 1 | 1 |  | 31 | H | H | H | H | H | H | H | H | H | H | H | H | H | H | H | H | H | H | H | H | H | H | H | H | H | H | H | H | H | H | H | H | H | H | H | H | H | H | H | 0.55902 | 0.52958 | 0.50215 | 0.48246 | 0.46318 | 0.48442 | 0.50661 | 0.53219 | T | T | T | T | H | H | H | H | H | H | H | H | H | H | H | H | H | H | H | H | H | H | H | H | H | H | H | H | H | H | H | H | H | H | H | H | H | H | H | H | H | H | H | H | H | H | H | H | H | H | H | H | H | H | H | H | H | H | H | H | H | H | H | H | H | H | H | H | H | H | H | H | H | 31 | 60.208 | 60.208 | 60.208 | 60.208 | 60.208 | 15.8114 | 20.6155 | 20.6155 | 25 | 21.2132 | 15.8114 | 40 | 35 | 36.4005 | 40.3113 | 49.2443 | 58.5235 | 57.0088 | 60.208 | 53.1507 | 61.0328 | 69.4622 | 72.111 | 5 | 7.0711 | 11.1803 | 10 | 11.1803 | 7.0711 | 5 | 0 | 45 | 45.2769 | 46.0977 | 50.9902 | 55.9017 | 55.2268 | 55 | 50 | 67.2681 | 71.0634 | 75 | 78.1025 | 81.3941 | 77.7817 | 74.3303 | 70.7107 | 60.208 | 60.208 | 60.208 | 60.208 | 60.208 | 60.208 | 60.208 | 60.208 | 60.208 | 60.208 | 60.208 | 60.208 | 60.208 | 60.208 | 60.208 | 60.208 | 60.208 | 60.208 | 60.208 | 60.208 | 60.208 | 60.208 | 60.208 | 60.208 | 60.208 | 60.208 | 60.208 | 60.208 | 60.208 | 60.208 | 60.208 | 60.208 | 60.208 | 60.208 | 60.208 | 60.208 | 60.208 | 60.208 | 60.208 | 60.208 | 60.208 | 60.208 | 60.208 | 60.208 | 60.208 | 60.208 | 60.208 | 60.208 | 60.208 | 60.208 | 60.208 | 60.208 | 60.208 | 60.208 | 60.208 | 60.208 | 60.208 | 60.208 | 60.208 | 60.208 | 60.208 | 60.208 | 60.208 | 60.208 | 60.208 | 60.208 | 60.208 | 60.208 | 60.208 | 60.208 | 60.208 | 60.208 | 60.208
32 | 1 | 2.2 | 50 | 60 | 20 | 10 | 0 | 37.4591 | 0.91038 | 19 | 1 | 1 |  | 32 | H | H | H | H | H | H | H | H | H | H | H | H | H | H | H | H | H | H | 0.91038 | 0.88384 | 0.71793 | 0.6037 | 0.60981 | 0.59447 | 0.59157 | 0.58314 | 0.64372 | 0.7179 | 0.73389 | 0.73946 | 0.65908 | H | H | H | H | H | H | H | H | 0.7483 | 0.68149 | 0.62563 | 0.62351 | 0.61726 | 0.67069 | 0.73405 | 0.74466 | T | T | T | T | H | H | H | H | H | H | H | H | H | H | H | H | H | H | H | H | H | H | H | H | H | H | H | H | H | H | H | H | H | H | H | H | H | H | H | H | H | H | H | H | H | H | H | H | H | H | H | H | H | H | H | H | H | H | H | H | H | H | H | H | H | H | H | H | H | H | H | H | H | 32 | 78.1025 | 78.1025 | 78.1025 | 78.1025 | 78.1025 | 52.2015 | 53.8516 | 44.7214 | 36.0555 | 33.541 | 30.4138 | 5 | 10 | 14.1421 | 22.3607 | 20 | 22.3607 | 18.0278 | 40 | 41.2311 | 50.9902 | 60.8276 | 60.208 | 50 | 50.2494 | 50.9902 | 46.0977 | 41.2311 | 40.3113 | 40 | 45 | 0 | 5 | 10 | 11.1803 | 14.1421 | 11.1803 | 10 | 5 | 50 | 55 | 60 | 60.208 | 60.8276 | 55.9017 | 50.9902 | 50.2494 | 78.1025 | 78.1025 | 78.1025 | 78.1025 | 78.1025 | 78.1025 | 78.1025 | 78.1025 | 78.1025 | 78.1025 | 78.1025 | 78.1025 | 78.1025 | 78.1025 | 78.1025 | 78.1025 | 78.1025 | 78.1025 | 78.1025 | 78.1025 | 78.1025 | 78.1025 | 78.1025 | 78.1025 | 78.1025 | 78.1025 | 78.1025 | 78.1025 | 78.1025 | 78.1025 | 78.1025 | 78.1025 | 78.1025 | 78.1025 | 78.1025 | 78.1025 | 78.1025 | 78.1025 | 78.1025 | 78.1025 | 78.1025 | 78.1025 | 78.1025 | 78.1025 | 78.1025 | 78.1025 | 78.1025 | 78.1025 | 78.1025 | 78.1025 | 78.1025 | 78.1025 | 78.1025 | 78.1025 | 78.1025 | 78.1025 | 78.1025 | 78.1025 | 78.1025 | 78.1025 | 78.1025 | 78.1025 | 78.1025 | 78.1025 | 78.1025 | 78.1025 | 78.1025 | 78.1025 | 78.1025 | 78.1025 | 78.1025 | 78.1025 | 78.1025
33 | 1 | 2.2 | 50 | 55 | 20 | 10 | 0 | 37.4591 | 1.0368 | 19 | 1 | 1 |  | 33 | H | H | H | H | H | H | H | H | H | H | H | H | H | H | H | H | H | H | 1.0368 | 0.99799 | 0.79251 | 0.65597 | 0.66384 | 0.59157 | 0.59447 | 0.59157 | 0.65514 | 0.73389 | 0.73946 | 0.73389 | 0.65514 | H | H | H | H | H | H | H | H | 0.82964 | 0.7483 | 0.68149 | 0.67874 | 0.67069 | 0.73405 | 0.8103 | 0.82468 | T | T | T | T | H | H | H | H | H | H | H | H | H | H | H | H | H | H | H | H | H | H | H | H | H | H | H | H | H | H | H | H | H | H | H | H | H | H | H | H | H | H | H | H | H | H | H | H | H | H | H | H | H | H | H | H | H | H | H | H | H | H | H | H | H | H | H | H | H | H | H | H | H | 33 | 74.3303 | 74.3303 | 74.3303 | 74.3303 | 74.3303 | 50.9902 | 52.2015 | 42.72 | 33.541 | 31.6228 | 30 | 7.0711 | 11.1803 | 11.1803 | 18.0278 | 15 | 18.0278 | 14.1421 | 35 | 36.4005 | 46.0977 | 55.9017 | 55.2268 | 50.2494 | 50 | 50.2494 | 45.2769 | 40.3113 | 40 | 40.3113 | 45.2769 | 5 | 0 | 5 | 7.0711 | 11.1803 | 10 | 11.1803 | 7.0711 | 45 | 50 | 55 | 55.2268 | 55.9017 | 50.9902 | 46.0977 | 45.2769 | 74.3303 | 74.3303 | 74.3303 | 74.3303 | 74.3303 | 74.3303 | 74.3303 | 74.3303 | 74.3303 | 74.3303 | 74.3303 | 74.3303 | 74.3303 | 74.3303 | 74.3303 | 74.3303 | 74.3303 | 74.3303 | 74.3303 | 74.3303 | 74.3303 | 74.3303 | 74.3303 | 74.3303 | 74.3303 | 74.3303 | 74.3303 | 74.3303 | 74.3303 | 74.3303 | 74.3303 | 74.3303 | 74.3303 | 74.3303 | 74.3303 | 74.3303 | 74.3303 | 74.3303 | 74.3303 | 74.3303 | 74.3303 | 74.3303 | 74.3303 | 74.3303 | 74.3303 | 74.3303 | 74.3303 | 74.3303 | 74.3303 | 74.3303 | 74.3303 | 74.3303 | 74.3303 | 74.3303 | 74.3303 | 74.3303 | 74.3303 | 74.3303 | 74.3303 | 74.3303 | 74.3303 | 74.3303 | 74.3303 | 74.3303 | 74.3303 | 74.3303 | 74.3303 | 74.3303 | 74.3303 | 74.3303 | 74.3303 | 74.3303 | 74.3303
34 | 1 | 2.2 | 50 | 50 | 20 | 10 | 0 | 37.4591 | 1.204 | 19 | 1 | 1 |  | 34 | H | H | H | H | H | H | H | H | H | H | H | H | H | H | H | H | H | H | 1.204 | 1.1442 | 0.88384 | 0.71793 | 0.72831 | 0.58314 | 0.59157 | 0.59447 | 0.65908 | 0.73946 | 0.73389 | 0.7179 | 0.64372 | H | H | H | H | H | H | H | H | 0.93082 | 0.82964 | 0.7483 | 0.74466 | 0.73405 | 0.8103 | 0.90368 | 0.9238 | T | T | T | T | H | H | H | H | H | H | H | H | H | H | H | H | H | H | H | H | H | H | H | H | H | H | H | H | H | H | H | H | H | H | H | H | H | H | H | H | H | H | H | H | H | H | H | H | H | H | H | H | H | H | H | H | H | H | H | H | H | H | H | H | H | H | H | H | H | H | H | H | H | 34 | 70.7107 | 70.7107 | 70.7107 | 70.7107 | 70.7107 | 50.2494 | 50.9902 | 41.2311 | 31.6228 | 30.4138 | 30.4138 | 11.1803 | 14.1421 | 10 | 14.1421 | 10 | 14.1421 | 11.1803 | 30 | 31.6228 | 41.2311 | 50.9902 | 50.2494 | 50.9902 | 50.2494 | 50 | 45 | 40 | 40.3113 | 41.2311 | 46.0977 | 10 | 5 | 0 | 5 | 10 | 11.1803 | 14.1421 | 11.1803 | 40 | 45 | 50 | 50.2494 | 50.9902 | 46.0977 | 41.2311 | 40.3113 | 70.7107 | 70.7107 | 70.7107 | 70.7107 | 70.7107 | 70.7107 | 70.7107 | 70.7107 | 70.7107 | 70.7107 | 70.7107 | 70.7107 | 70.7107 | 70.7107 | 70.7107 | 70.7107 | 70.7107 | 70.7107 | 70.7107 | 70.7107 | 70.7107 | 70.7107 | 70.7107 | 70.7107 | 70.7107 | 70.7107 | 70.7107 | 70.7107 | 70.7107 | 70.7107 | 70.7107 | 70.7107 | 70.7107 | 70.7107 | 70.7107 | 70.7107 | 70.7107 | 70.7107 | 70.7107 | 70.7107 | 70.7107 | 70.7107 | 70.7107 | 70.7107 | 70.7107 | 70.7107 | 70.7107 | 70.7107 | 70.7107 | 70.7107 | 70.7107 | 70.7107 | 70.7107 | 70.7107 | 70.7107 | 70.7107 | 70.7107 | 70.7107 | 70.7107 | 70.7107 | 70.7107 | 70.7107 | 70.7107 | 70.7107 | 70.7107 | 70.7107 | 70.7107 | 70.7107 | 70.7107 | 70.7107 | 70.7107 | 70.7107 | 70.7107
35 | 1 | 2.2 | 55 | 50 | 20 | 10 | 0 | 37.4591 | 1.1882 | 19 | 1 | 1 |  | 35 | H | H | H | H | H | H | H | H | H | H | H | H | H | H | H | H | H | H | 1.1882 | 1.0806 | 0.85374 | 0.70159 | 0.71793 | 0.53281 | 0.5392 | 0.54139 | 0.59447 | 0.65908 | 0.65514 | 0.64372 | 0.58314 | H | H | H | H | H | H | H | H | 0.9238 | 0.82468 | 0.74466 | 0.7483 | 0.74466 | 0.82468 | 0.9238 | 0.93082 | T | T | T | T | H | H | H | H | H | H | H | H | H | H | H | H | H | H | H | H | H | H | H | H | H | H | H | H | H | H | H | H | H | H | H | H | H | H | H | H | H | H | H | H | H | H | H | H | H | H | H | H | H | H | H | H | H | H | H | H | H | H | H | H | H | H | H | H | H | H | H | H | H | 35 | 74.3303 | 74.3303 | 74.3303 | 74.3303 | 74.3303 | 55.2268 | 55.9017 | 46.0977 | 36.4005 | 35.3553 | 35.3553 | 14.1421 | 18.0278 | 15 | 18.0278 | 11.1803 | 11.1803 | 7.0711 | 30.4138 | 33.541 | 42.72 | 52.2015 | 50.9902 | 55.9017 | 55.2268 | 55 | 50 | 45 | 45.2769 | 46.0977 | 50.9902 | 11.1803 | 7.0711 | 5 | 0 | 5 | 7.0711 | 11.1803 | 10 | 40.3113 | 45.2769 | 50.2494 | 50 | 50.2494 | 45.2769 | 40.3113 | 40 | 74.3303 | 74.3303 | 74.3303 | 74.3303 | 74.3303 | 74.3303 | 74.3303 | 74.3303 | 74.3303 | 74.3303 | 74.3303 | 74.3303 | 74.3303 | 74.3303 | 74.3303 | 74.3303 | 74.3303 | 74.3303 | 74.3303 | 74.3303 | 74.3303 | 74.3303 | 74.3303 | 74.3303 | 74.3303 | 74.3303 | 74.3303 | 74.3303 | 74.3303 | 74.3303 | 74.3303 | 74.3303 | 74.3303 | 74.3303 | 74.3303 | 74.3303 | 74.3303 | 74.3303 | 74.3303 | 74.3303 | 74.3303 | 74.3303 | 74.3303 | 74.3303 | 74.3303 | 74.3303 | 74.3303 | 74.3303 | 74.3303 | 74.3303 | 74.3303 | 74.3303 | 74.3303 | 74.3303 | 74.3303 | 74.3303 | 74.3303 | 74.3303 | 74.3303 | 74.3303 | 74.3303 | 74.3303 | 74.3303 | 74.3303 | 74.3303 | 74.3303 | 74.3303 | 74.3303 | 74.3303 | 74.3303 | 74.3303 | 74.3303 | 74.3303
36 | 1 | 2.2 | 60 | 50 | 20 | 10 | 0 | 37.4591 | 1.1442 | 19 | 1 | 1 |  | 36 | H | H | H | H | H | H | H | H | H | H | H | H | H | H | H | H | H | H | 1.1442 | 1.0073 | 0.81637 | 0.68048 | 0.70159 | 0.49036 | 0.49532 | 0.49701 | 0.54139 | 0.59447 | 0.59157 | 0.58314 | 0.53281 | H | H | H | H | H | H | H | H | 0.90368 | 0.8103 | 0.73405 | 0.74466 | 0.7483 | 0.82964 | 0.93082 | 0.9238 | T | T | T | T | H | H | H | H | H | H | H | H | H | H | H | H | H | H | H | H | H | H | H | H | H | H | H | H | H | H | H | H | H | H | H | H | H | H | H | H | H | H | H | H | H | H | H | H | H | H | H | H | H | H | H | H | H | H | H | H | H | H | H | H | H | H | H | H | H | H | H | H | H | 36 | 78.1025 | 78.1025 | 78.1025 | 78.1025 | 78.1025 | 60.208 | 60.8276 | 50.9902 | 41.2311 | 40.3113 | 40.3113 | 18.0278 | 22.3607 | 20 | 22.3607 | 14.1421 | 10 | 5 | 31.6228 | 36.0555 | 44.7214 | 53.8516 | 52.2015 | 60.8276 | 60.208 | 60 | 55 | 50 | 50.2494 | 50.9902 | 55.9017 | 14.1421 | 11.1803 | 10 | 5 | 0 | 5 | 10 | 11.1803 | 41.2311 | 46.0977 | 50.9902 | 50.2494 | 50 | 45 | 40 | 40.3113 | 78.1025 | 78.1025 | 78.1025 | 78.1025 | 78.1025 | 78.1025 | 78.1025 | 78.1025 | 78.1025 | 78.1025 | 78.1025 | 78.1025 | 78.1025 | 78.1025 | 78.1025 | 78.1025 | 78.1025 | 78.1025 | 78.1025 | 78.1025 | 78.1025 | 78.1025 | 78.1025 | 78.1025 | 78.1025 | 78.1025 | 78.1025 | 78.1025 | 78.1025 | 78.1025 | 78.1025 | 78.1025 | 78.1025 | 78.1025 | 78.1025 | 78.1025 | 78.1025 | 78.1025 | 78.1025 | 78.1025 | 78.1025 | 78.1025 | 78.1025 | 78.1025 | 78.1025 | 78.1025 | 78.1025 | 78.1025 | 78.1025 | 78.1025 | 78.1025 | 78.1025 | 78.1025 | 78.1025 | 78.1025 | 78.1025 | 78.1025 | 78.1025 | 78.1025 | 78.1025 | 78.1025 | 78.1025 | 78.1025 | 78.1025 | 78.1025 | 78.1025 | 78.1025 | 78.1025 | 78.1025 | 78.1025 | 78.1025 | 78.1025 | 78.1025
37 | 1 | 2.2 | 60 | 55 | 20 | 10 | 0 | 37.4591 | 0.99799 | 19 | 1 | 1 |  | 37 | H | H | H | H | H | H | H | H | H | H | H | H | H | H | H | H | H | H | 0.99799 | 0.90352 | 0.74288 | 0.62707 | 0.64345 | 0.49532 | 0.49701 | 0.49532 | 0.5392 | 0.59157 | 0.59447 | 0.59157 | 0.5392 | H | H | H | H | H | H | H | H | 0.8103 | 0.73405 | 0.67069 | 0.67874 | 0.68149 | 0.7483 | 0.82964 | 0.82468 | T | T | T | T | H | H | H | H | H | H | H | H | H | H | H | H | H | H | H | H | H | H | H | H | H | H | H | H | H | H | H | H | H | H | H | H | H | H | H | H | H | H | H | H | H | H | H | H | H | H | H | H | H | H | H | H | H | H | H | H | H | H | H | H | H | H | H | H | H | H | H | H | H | 37 | 81.3941 | 81.3941 | 81.3941 | 81.3941 | 81.3941 | 60.8276 | 61.8466 | 52.2015 | 42.72 | 41.2311 | 40 | 15.8114 | 20.6155 | 20.6155 | 25 | 18.0278 | 15 | 10 | 36.4005 | 40.3113 | 49.2443 | 58.5235 | 57.0088 | 60.208 | 60 | 60.208 | 55.2268 | 50.2494 | 50 | 50.2494 | 55.2268 | 11.1803 | 10 | 11.1803 | 7.0711 | 5 | 0 | 5 | 7.0711 | 46.0977 | 50.9902 | 55.9017 | 55.2268 | 55 | 50 | 45 | 45.2769 | 81.3941 | 81.3941 | 81.3941 | 81.3941 | 81.3941 | 81.3941 | 81.3941 | 81.3941 | 81.3941 | 81.3941 | 81.3941 | 81.3941 | 81.3941 | 81.3941 | 81.3941 | 81.3941 | 81.3941 | 81.3941 | 81.3941 | 81.3941 | 81.3941 | 81.3941 | 81.3941 | 81.3941 | 81.3941 | 81.3941 | 81.3941 | 81.3941 | 81.3941 | 81.3941 | 81.3941 | 81.3941 | 81.3941 | 81.3941 | 81.3941 | 81.3941 | 81.3941 | 81.3941 | 81.3941 | 81.3941 | 81.3941 | 81.3941 | 81.3941 | 81.3941 | 81.3941 | 81.3941 | 81.3941 | 81.3941 | 81.3941 | 81.3941 | 81.3941 | 81.3941 | 81.3941 | 81.3941 | 81.3941 | 81.3941 | 81.3941 | 81.3941 | 81.3941 | 81.3941 | 81.3941 | 81.3941 | 81.3941 | 81.3941 | 81.3941 | 81.3941 | 81.3941 | 81.3941 | 81.3941 | 81.3941 | 81.3941 | 81.3941 | 81.3941
38 | 1 | 2.2 | 60 | 60 | 20 | 10 | 0 | 37.4591 | 0.88384 | 19 | 1 | 1 |  | 38 | H | H | H | H | H | H | H | H | H | H | H | H | H | H | H | H | H | H | 0.88384 | 0.81637 | 0.68048 | 0.58098 | 0.59392 | 0.49701 | 0.49532 | 0.49036 | 0.53281 | 0.58314 | 0.59157 | 0.59447 | 0.54139 | H | H | H | H | H | H | H | H | 0.73405 | 0.67069 | 0.61726 | 0.62351 | 0.62563 | 0.68149 | 0.7483 | 0.74466 | T | T | T | T | H | H | H | H | H | H | H | H | H | H | H | H | H | H | H | H | H | H | H | H | H | H | H | H | H | H | H | H | H | H | H | H | H | H | H | H | H | H | H | H | H | H | H | H | H | H | H | H | H | H | H | H | H | H | H | H | H | H | H | H | H | H | H | H | H | H | H | H | H | 38 | 84.8528 | 84.8528 | 84.8528 | 84.8528 | 84.8528 | 61.8466 | 63.2456 | 53.8516 | 44.7214 | 42.72 | 40.3113 | 15 | 20 | 22.3607 | 28.2843 | 22.3607 | 20 | 15 | 41.2311 | 44.7214 | 53.8516 | 63.2456 | 61.8466 | 60 | 60.208 | 60.8276 | 55.9017 | 50.9902 | 50.2494 | 50 | 55 | 10 | 11.1803 | 14.1421 | 11.1803 | 10 | 5 | 0 | 5 | 50.9902 | 55.9017 | 60.8276 | 60.208 | 60 | 55 | 50 | 50.2494 | 84.8528 | 84.8528 | 84.8528 | 84.8528 | 84.8528 | 84.8528 | 84.8528 | 84.8528 | 84.8528 | 84.8528 | 84.8528 | 84.8528 | 84.8528 | 84.8528 | 84.8528 | 84.8528 | 84.8528 | 84.8528 | 84.8528 | 84.8528 | 84.8528 | 84.8528 | 84.8528 | 84.8528 | 84.8528 | 84.8528 | 84.8528 | 84.8528 | 84.8528 | 84.8528 | 84.8528 | 84.8528 | 84.8528 | 84.8528 | 84.8528 | 84.8528 | 84.8528 | 84.8528 | 84.8528 | 84.8528 | 84.8528 | 84.8528 | 84.8528 | 84.8528 | 84.8528 | 84.8528 | 84.8528 | 84.8528 | 84.8528 | 84.8528 | 84.8528 | 84.8528 | 84.8528 | 84.8528 | 84.8528 | 84.8528 | 84.8528 | 84.8528 | 84.8528 | 84.8528 | 84.8528 | 84.8528 | 84.8528 | 84.8528 | 84.8528 | 84.8528 | 84.8528 | 84.8528 | 84.8528 | 84.8528 | 84.8528 | 84.8528 | 84.8528
39 | 1 | 2.2 | 55 | 60 | 20 | 10 | 0 | 37.4591 | 0.90352 | 19 | 1 | 1 |  | 39 | H | H | H | H | H | H | H | H | H | H | H | H | H | H | H | H | H | H | 0.90352 | 0.85374 | 0.70159 | 0.59392 | 0.6037 | 0.54139 | 0.5392 | 0.53281 | 0.58314 | 0.64372 | 0.65514 | 0.65908 | 0.59447 | H | H | H | H | H | H | H | H | 0.74466 | 0.67874 | 0.62351 | 0.62563 | 0.62351 | 0.67874 | 0.74466 | 0.7483 | T | T | T | T | H | H | H | H | H | H | H | H | H | H | H | H | H | H | H | H | H | H | H | H | H | H | H | H | H | H | H | H | H | H | H | H | H | H | H | H | H | H | H | H | H | H | H | H | H | H | H | H | H | H | H | H | H | H | H | H | H | H | H | H | H | H | H | H | H | H | H | H | H | 39 | 81.3941 | 81.3941 | 81.3941 | 81.3941 | 81.3941 | 57.0088 | 58.5235 | 49.2443 | 40.3113 | 38.0789 | 35.3553 | 10 | 15 | 18.0278 | 25 | 20.6155 | 20.6155 | 15.8114 | 40.3113 | 42.72 | 52.2015 | 61.8466 | 60.8276 | 55 | 55.2268 | 55.9017 | 50.9902 | 46.0977 | 45.2769 | 45 | 50 | 5 | 7.0711 | 11.1803 | 10 | 11.1803 | 7.0711 | 5 | 0 | 50.2494 | 55.2268 | 60.208 | 60 | 60.208 | 55.2268 | 50.2494 | 50 | 81.3941 | 81.3941 | 81.3941 | 81.3941 | 81.3941 | 81.3941 | 81.3941 | 81.3941 | 81.3941 | 81.3941 | 81.3941 | 81.3941 | 81.3941 | 81.3941 | 81.3941 | 81.3941 | 81.3941 | 81.3941 | 81.3941 | 81.3941 | 81.3941 | 81.3941 | 81.3941 | 81.3941 | 81.3941 | 81.3941 | 81.3941 | 81.3941 | 81.3941 | 81.3941 | 81.3941 | 81.3941 | 81.3941 | 81.3941 | 81.3941 | 81.3941 | 81.3941 | 81.3941 | 81.3941 | 81.3941 | 81.3941 | 81.3941 | 81.3941 | 81.3941 | 81.3941 | 81.3941 | 81.3941 | 81.3941 | 81.3941 | 81.3941 | 81.3941 | 81.3941 | 81.3941 | 81.3941 | 81.3941 | 81.3941 | 81.3941 | 81.3941 | 81.3941 | 81.3941 | 81.3941 | 81.3941 | 81.3941 | 81.3941 | 81.3941 | 81.3941 | 81.3941 | 81.3941 | 81.3941 | 81.3941 | 81.3941 | 81.3941 | 81.3941
40 | 1 | 2.3 | 50 | 10 | 40 | 10 | 0 | 64.3221 | 0 |  | 1 | 1 |  | 40 | H | H | H | H | H | H | H | H | H | H | H | H | H | H | H | H | H | H | H | H | H | H | H | H | H | H | H | H | H | H | H | H | H | H | H | H | H | H | H | H | H | H | H | H | H | H | H | T | T | T | T | H | H | H | H | H | H | H | H | H | H | H | H | H | H | H | H | H | H | H | H | H | H | H | H | H | H | H | H | H | H | H | H | H | H | H | H | H | H | H | H | H | H | H | H | H | H | H | H | H | H | H | H | H | H | H | H | H | H | H | H | H | H | H | H | H | H | H | H | H | 40 | 50.9902 | 50.9902 | 50.9902 | 50.9902 | 50.9902 | 61.0328 | 58.3095 | 50 | 42.4264 | 46.0977 | 54.0833 | 50.2494 | 50.9902 | 41.2311 | 31.6228 | 30 | 31.6228 | 36.4005 | 10 | 14.1421 | 10 | 14.1421 | 11.1803 | 70.7107 | 67.2681 | 64.0312 | 60.208 | 56.5685 | 60.208 | 64.0312 | 67.2681 | 50 | 45 | 40 | 40.3113 | 41.2311 | 46.0977 | 50.9902 | 50.2494 | 0 | 5 | 10 | 11.1803 | 14.1421 | 11.1803 | 10 | 5 | 50.9902 | 50.9902 | 50.9902 | 50.9902 | 50.9902 | 50.9902 | 50.9902 | 50.9902 | 50.9902 | 50.9902 | 50.9902 | 50.9902 | 50.9902 | 50.9902 | 50.9902 | 50.9902 | 50.9902 | 50.9902 | 50.9902 | 50.9902 | 50.9902 | 50.9902 | 50.9902 | 50.9902 | 50.9902 | 50.9902 | 50.9902 | 50.9902 | 50.9902 | 50.9902 | 50.9902 | 50.9902 | 50.9902 | 50.9902 | 50.9902 | 50.9902 | 50.9902 | 50.9902 | 50.9902 | 50.9902 | 50.9902 | 50.9902 | 50.9902 | 50.9902 | 50.9902 | 50.9902 | 50.9902 | 50.9902 | 50.9902 | 50.9902 | 50.9902 | 50.9902 | 50.9902 | 50.9902 | 50.9902 | 50.9902 | 50.9902 | 50.9902 | 50.9902 | 50.9902 | 50.9902 | 50.9902 | 50.9902 | 50.9902 | 50.9902 | 50.9902 | 50.9902 | 50.9902 | 50.9902 | 50.9902 | 50.9902 | 50.9902 | 50.9902
41 | 1 | 2.3 | 50 | 5 | 40 | 10 | 0 | 64.3221 | 0 |  | 1 | 1 |  | 41 | H | H | H | H | H | H | H | H | H | H | H | H | H | H | H | H | H | H | H | H | H | H | H | H | H | H | H | H | H | H | H | H | H | H | H | H | H | H | H | H | H | H | H | H | H | H | H | T | T | T | T | H | H | H | H | H | H | H | H | H | H | H | H | H | H | H | H | H | H | H | H | H | H | H | H | H | H | H | H | H | H | H | H | H | H | H | H | H | H | H | H | H | H | H | H | H | H | H | H | H | H | H | H | H | H | H | H | H | H | H | H | H | H | H | H | H | H | H | H | H | 41 | 50.2494 | 50.2494 | 50.2494 | 50.2494 | 50.2494 | 64.0312 | 61.0328 | 53.1507 | 46.0977 | 50 | 58.3095 | 55.2268 | 55.9017 | 46.0977 | 36.4005 | 35 | 36.4005 | 41.2311 | 15 | 18.0278 | 11.1803 | 11.1803 | 7.0711 | 74.3303 | 70.7107 | 67.2681 | 63.6396 | 60.208 | 64.0312 | 68.0074 | 71.0634 | 55 | 50 | 45 | 45.2769 | 46.0977 | 50.9902 | 55.9017 | 55.2268 | 5 | 0 | 5 | 7.0711 | 11.1803 | 10 | 11.1803 | 7.0711 | 50.2494 | 50.2494 | 50.2494 | 50.2494 | 50.2494 | 50.2494 | 50.2494 | 50.2494 | 50.2494 | 50.2494 | 50.2494 | 50.2494 | 50.2494 | 50.2494 | 50.2494 | 50.2494 | 50.2494 | 50.2494 | 50.2494 | 50.2494 | 50.2494 | 50.2494 | 50.2494 | 50.2494 | 50.2494 | 50.2494 | 50.2494 | 50.2494 | 50.2494 | 50.2494 | 50.2494 | 50.2494 | 50.2494 | 50.2494 | 50.2494 | 50.2494 | 50.2494 | 50.2494 | 50.2494 | 50.2494 | 50.2494 | 50.2494 | 50.2494 | 50.2494 | 50.2494 | 50.2494 | 50.2494 | 50.2494 | 50.2494 | 50.2494 | 50.2494 | 50.2494 | 50.2494 | 50.2494 | 50.2494 | 50.2494 | 50.2494 | 50.2494 | 50.2494 | 50.2494 | 50.2494 | 50.2494 | 50.2494 | 50.2494 | 50.2494 | 50.2494 | 50.2494 | 50.2494 | 50.2494 | 50.2494 | 50.2494 | 50.2494 | 50.2494
42 | 1 | 2.3 | 50 | 0 | 40 | 10 | 0 | 64.3221 | 0 |  | 1 | 1 |  | 42 | H | H | H | H | H | H | H | H | H | H | H | H | H | H | H | H | H | H | H | H | H | H | H | H | H | H | H | H | H | H | H | H | H | H | H | H | H | H | H | H | H | H | H | H | H | H | H | T | T | T | T | H | H | H | H | H | H | H | H | H | H | H | H | H | H | H | H | H | H | H | H | H | H | H | H | H | H | H | H | H | H | H | H | H | H | H | H | H | H | H | H | H | H | H | H | H | H | H | H | H | H | H | H | H | H | H | H | H | H | H | H | H | H | H | H | H | H | H | H | H | 42 | 50 | 50 | 50 | 50 | 50 | 67.2681 | 64.0312 | 56.5685 | 50 | 54.0833 | 62.6498 | 60.208 | 60.8276 | 50.9902 | 41.2311 | 40 | 41.2311 | 46.0977 | 20 | 22.3607 | 14.1421 | 10 | 5 | 78.1025 | 74.3303 | 70.7107 | 67.2681 | 64.0312 | 68.0074 | 72.111 | 75 | 60 | 55 | 50 | 50.2494 | 50.9902 | 55.9017 | 60.8276 | 60.208 | 10 | 5 | 0 | 5 | 10 | 11.1803 | 14.1421 | 11.1803 | 50 | 50 | 50 | 50 | 50 | 50 | 50 | 50 | 50 | 50 | 50 | 50 | 50 | 50 | 50 | 50 | 50 | 50 | 50 | 50 | 50 | 50 | 50 | 50 | 50 | 50 | 50 | 50 | 50 | 50 | 50 | 50 | 50 | 50 | 50 | 50 | 50 | 50 | 50 | 50 | 50 | 50 | 50 | 50 | 50 | 50 | 50 | 50 | 50 | 50 | 50 | 50 | 50 | 50 | 50 | 50 | 50 | 50 | 50 | 50 | 50 | 50 | 50 | 50 | 50 | 50 | 50 | 50 | 50 | 50 | 50 | 50 | 50
43 | 1 | 2.3 | 55 | 0 | 40 | 10 | 0 | 64.3221 | 0 |  | 1 | 1 |  | 43 | H | H | H | H | H | H | H | H | H | H | H | H | H | H | H | H | H | H | H | H | H | H | H | H | H | H | H | H | H | H | H | H | H | H | H | H | H | H | H | H | H | H | H | H | H | H | H | T | T | T | T | H | H | H | H | H | H | H | H | H | H | H | H | H | H | H | H | H | H | H | H | H | H | H | H | H | H | H | H | H | H | H | H | H | H | H | H | H | H | H | H | H | H | H | H | H | H | H | H | H | H | H | H | H | H | H | H | H | H | H | H | H | H | H | H | H | H | H | H | H | 43 | 55 | 55 | 55 | 55 | 55 | 71.0634 | 68.0074 | 60.208 | 53.1507 | 57.0088 | 65.192 | 60.8276 | 61.8466 | 52.2015 | 42.72 | 40.3113 | 40.3113 | 45.2769 | 20.6155 | 25 | 18.0278 | 15 | 10 | 81.3941 | 77.7817 | 74.3303 | 70.7107 | 67.2681 | 71.0634 | 75 | 78.1025 | 60.208 | 55.2268 | 50.2494 | 50 | 50.2494 | 55.2268 | 60.208 | 60 | 11.1803 | 7.0711 | 5 | 0 | 5 | 7.0711 | 11.1803 | 10 | 55 | 55 | 55 | 55 | 55 | 55 | 55 | 55 | 55 | 55 | 55 | 55 | 55 | 55 | 55 | 55 | 55 | 55 | 55 | 55 | 55 | 55 | 55 | 55 | 55 | 55 | 55 | 55 | 55 | 55 | 55 | 55 | 55 | 55 | 55 | 55 | 55 | 55 | 55 | 55 | 55 | 55 | 55 | 55 | 55 | 55 | 55 | 55 | 55 | 55 | 55 | 55 | 55 | 55 | 55 | 55 | 55 | 55 | 55 | 55 | 55 | 55 | 55 | 55 | 55 | 55 | 55 | 55 | 55 | 55 | 55 | 55 | 55
44 | 1 | 2.3 | 60 | 0 | 40 | 10 | 0 | 64.3221 | 0 |  | 1 | 1 |  | 44 | H | H | H | H | H | H | H | H | H | H | H | H | H | H | H | H | H | H | H | H | H | H | H | H | H | H | H | H | H | H | H | H | H | H | H | H | H | H | H | H | H | H | H | H | H | H | H | T | T | T | T | H | H | H | H | H | H | H | H | H | H | H | H | H | H | H | H | H | H | H | H | H | H | H | H | H | H | H | H | H | H | H | H | H | H | H | H | H | H | H | H | H | H | H | H | H | H | H | H | H | H | H | H | H | H | H | H | H | H | H | H | H | H | H | H | H | H | H | H | H | 44 | 60 | 60 | 60 | 60 | 60 | 75 | 72.111 | 64.0312 | 56.5685 | 60.208 | 68.0074 | 61.8466 | 63.2456 | 53.8516 | 44.7214 | 41.2311 | 40 | 45 | 22.3607 | 28.2843 | 22.3607 | 20 | 15 | 84.8528 | 81.3941 | 78.1025 | 74.3303 | 70.7107 | 74.3303 | 78.1025 | 81.3941 | 60.8276 | 55.9017 | 50.9902 | 50.2494 | 50 | 55 | 60 | 60.208 | 14.1421 | 11.1803 | 10 | 5 | 0 | 5 | 10 | 11.1803 | 60 | 60 | 60 | 60 | 60 | 60 | 60 | 60 | 60 | 60 | 60 | 60 | 60 | 60 | 60 | 60 | 60 | 60 | 60 | 60 | 60 | 60 | 60 | 60 | 60 | 60 | 60 | 60 | 60 | 60 | 60 | 60 | 60 | 60 | 60 | 60 | 60 | 60 | 60 | 60 | 60 | 60 | 60 | 60 | 60 | 60 | 60 | 60 | 60 | 60 | 60 | 60 | 60 | 60 | 60 | 60 | 60 | 60 | 60 | 60 | 60 | 60 | 60 | 60 | 60 | 60 | 60 | 60 | 60 | 60 | 60 | 60 | 60
45 | 1 | 2.3 | 60 | 5 | 40 | 10 | 0 | 64.3221 | 0 |  | 1 | 1 |  | 45 | H | H | H | H | H | H | H | H | H | H | H | H | H | H | H | H | H | H | H | H | H | H | H | H | H | H | H | H | H | H | H | H | H | H | H | H | H | H | H | H | H | H | H | H | H | H | H | T | T | T | T | H | H | H | H | H | H | H | H | H | H | H | H | H | H | H | H | H | H | H | H | H | H | H | H | H | H | H | H | H | H | H | H | H | H | H | H | H | H | H | H | H | H | H | H | H | H | H | H | H | H | H | H | H | H | H | H | H | H | H | H | H | H | H | H | H | H | H | H | H | 45 | 60.208 | 60.208 | 60.208 | 60.208 | 60.208 | 72.111 | 69.4622 | 61.0328 | 53.1507 | 56.5685 | 64.0312 | 57.0088 | 58.5235 | 49.2443 | 40.3113 | 36.4005 | 35 | 40 | 18.0278 | 25 | 20.6155 | 20.6155 | 15.8114 | 81.3941 | 78.1025 | 75 | 71.0634 | 67.2681 | 70.7107 | 74.3303 | 77.7817 | 55.9017 | 50.9902 | 46.0977 | 45.2769 | 45 | 50 | 55 | 55.2268 | 11.1803 | 10 | 11.1803 | 7.0711 | 5 | 0 | 5 | 7.0711 | 60.208 | 60.208 | 60.208 | 60.208 | 60.208 | 60.208 | 60.208 | 60.208 | 60.208 | 60.208 | 60.208 | 60.208 | 60.208 | 60.208 | 60.208 | 60.208 | 60.208 | 60.208 | 60.208 | 60.208 | 60.208 | 60.208 | 60.208 | 60.208 | 60.208 | 60.208 | 60.208 | 60.208 | 60.208 | 60.208 | 60.208 | 60.208 | 60.208 | 60.208 | 60.208 | 60.208 | 60.208 | 60.208 | 60.208 | 60.208 | 60.208 | 60.208 | 60.208 | 60.208 | 60.208 | 60.208 | 60.208 | 60.208 | 60.208 | 60.208 | 60.208 | 60.208 | 60.208 | 60.208 | 60.208 | 60.208 | 60.208 | 60.208 | 60.208 | 60.208 | 60.208 | 60.208 | 60.208 | 60.208 | 60.208 | 60.208 | 60.208 | 60.208 | 60.208 | 60.208 | 60.208 | 60.208 | 60.208
46 | 1 | 2.3 | 60 | 10 | 40 | 10 | 0 | 64.3221 | 0 |  | 1 | 1 |  | 46 | H | H | H | H | H | H | H | H | H | H | H | H | H | H | H | H | H | H | H | H | H | H | H | H | H | H | H | H | H | H | H | H | H | H | H | H | H | H | H | H | H | H | H | H | H | H | H | T | T | T | T | H | H | H | H | H | H | H | H | H | H | H | H | H | H | H | H | H | H | H | H | H | H | H | H | H | H | H | H | H | H | H | H | H | H | H | H | H | H | H | H | H | H | H | H | H | H | H | H | H | H | H | H | H | H | H | H | H | H | H | H | H | H | H | H | H | H | H | H | H | 46 | 60.8276 | 60.8276 | 60.8276 | 60.8276 | 60.8276 | 69.4622 | 67.082 | 58.3095 | 50 | 53.1507 | 60.208 | 52.2015 | 53.8516 | 44.7214 | 36.0555 | 31.6228 | 30 | 35 | 14.1421 | 22.3607 | 20 | 22.3607 | 18.0278 | 78.1025 | 75 | 72.111 | 68.0074 | 64.0312 | 67.2681 | 70.7107 | 74.3303 | 50.9902 | 46.0977 | 41.2311 | 40.3113 | 40 | 45 | 50 | 50.2494 | 10 | 11.1803 | 14.1421 | 11.1803 | 10 | 5 | 0 | 5 | 60.8276 | 60.8276 | 60.8276 | 60.8276 | 60.8276 | 60.8276 | 60.8276 | 60.8276 | 60.8276 | 60.8276 | 60.8276 | 60.8276 | 60.8276 | 60.8276 | 60.8276 | 60.8276 | 60.8276 | 60.8276 | 60.8276 | 60.8276 | 60.8276 | 60.8276 | 60.8276 | 60.8276 | 60.8276 | 60.8276 | 60.8276 | 60.8276 | 60.8276 | 60.8276 | 60.8276 | 60.8276 | 60.8276 | 60.8276 | 60.8276 | 60.8276 | 60.8276 | 60.8276 | 60.8276 | 60.8276 | 60.8276 | 60.8276 | 60.8276 | 60.8276 | 60.8276 | 60.8276 | 60.8276 | 60.8276 | 60.8276 | 60.8276 | 60.8276 | 60.8276 | 60.8276 | 60.8276 | 60.8276 | 60.8276 | 60.8276 | 60.8276 | 60.8276 | 60.8276 | 60.8276 | 60.8276 | 60.8276 | 60.8276 | 60.8276 | 60.8276 | 60.8276 | 60.8276 | 60.8276 | 60.8276 | 60.8276 | 60.8276 | 60.8276
47 | 1 | 2.3 | 55 | 10 | 40 | 10 | 0 | 64.3221 | 0 |  | 1 | 1 |  | 47 | H | H | H | H | H | H | H | H | H | H | H | H | H | H | H | H | H | H | H | H | H | H | H | H | H | H | H | H | H | H | H | H | H | H | H | H | H | H | H | H | H | H | H | H | H | H | H | T | T | T | T | H | H | H | H | H | H | H | H | H | H | H | H | H | H | H | H | H | H | H | H | H | H | H | H | H | H | H | H | H | H | H | H | H | H | H | H | H | H | H | H | H | H | H | H | H | H | H | H | H | H | H | H | H | H | H | H | H | H | H | H | H | H | H | H | H | H | H | H | H | 47 | 55.9017 | 55.9017 | 55.9017 | 55.9017 | 55.9017 | 65.192 | 62.6498 | 54.0833 | 46.0977 | 49.4975 | 57.0088 | 50.9902 | 52.2015 | 42.72 | 33.541 | 30.4138 | 30.4138 | 35.3553 | 11.1803 | 18.0278 | 15 | 18.0278 | 14.1421 | 74.3303 | 71.0634 | 68.0074 | 64.0312 | 60.208 | 63.6396 | 67.2681 | 70.7107 | 50.2494 | 45.2769 | 40.3113 | 40 | 40.3113 | 45.2769 | 50.2494 | 50 | 5 | 7.0711 | 11.1803 | 10 | 11.1803 | 7.0711 | 5 | 0 | 55.9017 | 55.9017 | 55.9017 | 55.9017 | 55.9017 | 55.9017 | 55.9017 | 55.9017 | 55.9017 | 55.9017 | 55.9017 | 55.9017 | 55.9017 | 55.9017 | 55.9017 | 55.9017 | 55.9017 | 55.9017 | 55.9017 | 55.9017 | 55.9017 | 55.9017 | 55.9017 | 55.9017 | 55.9017 | 55.9017 | 55.9017 | 55.9017 | 55.9017 | 55.9017 | 55.9017 | 55.9017 | 55.9017 | 55.9017 | 55.9017 | 55.9017 | 55.9017 | 55.9017 | 55.9017 | 55.9017 | 55.9017 | 55.9017 | 55.9017 | 55.9017 | 55.9017 | 55.9017 | 55.9017 | 55.9017 | 55.9017 | 55.9017 | 55.9017 | 55.9017 | 55.9017 | 55.9017 | 55.9017 | 55.9017 | 55.9017 | 55.9017 | 55.9017 | 55.9017 | 55.9017 | 55.9017 | 55.9017 | 55.9017 | 55.9017 | 55.9017 | 55.9017 | 55.9017 | 55.9017 | 55.9017 | 55.9017 | 55.9017 | 55.9017
48 | 1 | 2.3 |  |  |  |  | Active | #VALUE! | 0 |  | 1 | 1 |  | 48 | T | T | T | T | T | T | T | T | T | T | T | T | T | T | T | T | T | T | T | T | T | T | T | T | T | T | T | T | T | T | T | T | T | T | T | T | T | T | T | T | T | T | T | T | T | T | T | T | T | T | T | T | T | T | T | T | T | T | T | T | T | T | T | T | T | T | T | T | T | T | T | T | T | T | T | T | T | T | T | T | T | T | T | T | T | T | T | T | T | T | T | T | T | T | T | T | T | T | T | T | T | T | T | T | T | T | T | T | T | T | T | T | T | T | T | T | T | T | T | T | 48 | 0 | 0 | 0 | 0 | 0 | 45 | 40 | 41.2311 | 44.7214 | 49.2443 | 58.5235 | 75 | 72.111 | 64.0312 | 56.5685 | 64.0312 | 72.111 | 75 | 53.8516 | 44.7214 | 41.2311 | 40 | 45 | 60 | 55 | 50 | 50.2494 | 50.9902 | 55.9017 | 60.8276 | 60.208 | 78.1025 | 74.3303 | 70.7107 | 74.3303 | 78.1025 | 81.3941 | 84.8528 | 81.3941 | 50.9902 | 50.2494 | 50 | 55 | 60 | 60.208 | 60.8276 | 55.9017 | 0 | 0 | 0 | 0 | 0 | 0 | 0 | 0 | 0 | 0 | 0 | 0 | 0 | 0 | 0 | 0 | 0 | 0 | 0 | 0 | 0 | 0 | 0 | 0 | 0 | 0 | 0 | 0 | 0 | 0 | 0 | 0 | 0 | 0 | 0 | 0 | 0 | 0 | 0 | 0 | 0 | 0 | 0 | 0 | 0 | 0 | 0 | 0 | 0 | 0 | 0 | 0 | 0 | 0 | 0 | 0 | 0 | 0 | 0 | 0 | 0 | 0 | 0 | 0 | 0 | 0 | 0 | 0 | 0 | 0 | 0 | 0 | 0
49 | 1 | 0 |  |  |  |  | Active | #VALUE! | 0 |  | 1 | 1 |  | 49 | T | T | T | T | T | T | T | T | T | T | T | T | T | T | T | T | T | T | T | T | T | T | T | T | T | T | T | T | T | T | T | T | T | T | T | T | T | T | T | T | T | T | T | T | T | T | T | T | T | T | T | T | T | T | T | T | T | T | T | T | T | T | T | T | T | T | T | T | T | T | T | T | T | T | T | T | T | T | T | T | T | T | T | T | T | T | T | T | T | T | T | T | T | T | T | T | T | T | T | T | T | T | T | T | T | T | T | T | T | T | T | T | T | T | T | T | T | T | T | T | 49 | 0 | 0 | 0 | 0 | 0 | 45 | 40 | 41.2311 | 44.7214 | 49.2443 | 58.5235 | 75 | 72.111 | 64.0312 | 56.5685 | 64.0312 | 72.111 | 75 | 53.8516 | 44.7214 | 41.2311 | 40 | 45 | 60 | 55 | 50 | 50.2494 | 50.9902 | 55.9017 | 60.8276 | 60.208 | 78.1025 | 74.3303 | 70.7107 | 74.3303 | 78.1025 | 81.3941 | 84.8528 | 81.3941 | 50.9902 | 50.2494 | 50 | 55 | 60 | 60.208 | 60.8276 | 55.9017 | 0 | 0 | 0 | 0 | 0 | 0 | 0 | 0 | 0 | 0 | 0 | 0 | 0 | 0 | 0 | 0 | 0 | 0 | 0 | 0 | 0 | 0 | 0 | 0 | 0 | 0 | 0 | 0 | 0 | 0 | 0 | 0 | 0 | 0 | 0 | 0 | 0 | 0 | 0 | 0 | 0 | 0 | 0 | 0 | 0 | 0 | 0 | 0 | 0 | 0 | 0 | 0 | 0 | 0 | 0 | 0 | 0 | 0 | 0 | 0 | 0 | 0 | 0 | 0 | 0 | 0 | 0 | 0 | 0 | 0 | 0 | 0 | 0
50 | 1 | 1.1 |  |  |  |  | Active | #VALUE! | 0 |  | 1 | 1 |  | 50 | T | T | T | T | T | T | T | T | T | T | T | T | T | T | T | T | T | T | T | T | T | T | T | T | T | T | T | T | T | T | T | T | T | T | T | T | T | T | T | T | T | T | T | T | T | T | T | T | T | T | T | T | T | T | T | T | T | T | T | T | T | T | T | T | T | T | T | T | T | T | T | T | T | T | T | T | T | T | T | T | T | T | T | T | T | T | T | T | T | T | T | T | T | T | T | T | T | T | T | T | T | T | T | T | T | T | T | T | T | T | T | T | T | T | T | T | T | T | T | T | 50 | 0 | 0 | 0 | 0 | 0 | 45 | 40 | 41.2311 | 44.7214 | 49.2443 | 58.5235 | 75 | 72.111 | 64.0312 | 56.5685 | 64.0312 | 72.111 | 75 | 53.8516 | 44.7214 | 41.2311 | 40 | 45 | 60 | 55 | 50 | 50.2494 | 50.9902 | 55.9017 | 60.8276 | 60.208 | 78.1025 | 74.3303 | 70.7107 | 74.3303 | 78.1025 | 81.3941 | 84.8528 | 81.3941 | 50.9902 | 50.2494 | 50 | 55 | 60 | 60.208 | 60.8276 | 55.9017 | 0 | 0 | 0 | 0 | 0 | 0 | 0 | 0 | 0 | 0 | 0 | 0 | 0 | 0 | 0 | 0 | 0 | 0 | 0 | 0 | 0 | 0 | 0 | 0 | 0 | 0 | 0 | 0 | 0 | 0 | 0 | 0 | 0 | 0 | 0 | 0 | 0 | 0 | 0 | 0 | 0 | 0 | 0 | 0 | 0 | 0 | 0 | 0 | 0 | 0 | 0 | 0 | 0 | 0 | 0 | 0 | 0 | 0 | 0 | 0 | 0 | 0 | 0 | 0 | 0 | 0 | 0 | 0 | 0 | 0 | 0 | 0 | 0
51 | 1 | 2.2 |  |  |  |  | Active | #VALUE! | 0 |  | 1 | 1 |  | 51 | T | T | T | T | T | T | T | T | T | T | T | T | T | T | T | T | T | T | T | T | T | T | T | T | T | T | T | T | T | T | T | T | T | T | T | T | T | T | T | T | T | T | T | T | T | T | T | T | T | T | T | T | T | T | T | T | T | T | T | T | T | T | T | T | T | T | T | T | T | T | T | T | T | T | T | T | T | T | T | T | T | T | T | T | T | T | T | T | T | T | T | T | T | T | T | T | T | T | T | T | T | T | T | T | T | T | T | T | T | T | T | T | T | T | T | T | T | T | T | T | 51 | 0 | 0 | 0 | 0 | 0 | 45 | 40 | 41.2311 | 44.7214 | 49.2443 | 58.5235 | 75 | 72.111 | 64.0312 | 56.5685 | 64.0312 | 72.111 | 75 | 53.8516 | 44.7214 | 41.2311 | 40 | 45 | 60 | 55 | 50 | 50.2494 | 50.9902 | 55.9017 | 60.8276 | 60.208 | 78.1025 | 74.3303 | 70.7107 | 74.3303 | 78.1025 | 81.3941 | 84.8528 | 81.3941 | 50.9902 | 50.2494 | 50 | 55 | 60 | 60.208 | 60.8276 | 55.9017 | 0 | 0 | 0 | 0 | 0 | 0 | 0 | 0 | 0 | 0 | 0 | 0 | 0 | 0 | 0 | 0 | 0 | 0 | 0 | 0 | 0 | 0 | 0 | 0 | 0 | 0 | 0 | 0 | 0 | 0 | 0 | 0 | 0 | 0 | 0 | 0 | 0 | 0 | 0 | 0 | 0 | 0 | 0 | 0 | 0 | 0 | 0 | 0 | 0 | 0 | 0 | 0 | 0 | 0 | 0 | 0 | 0 | 0 | 0 | 0 | 0 | 0 | 0 | 0 | 0 | 0 | 0 | 0 | 0 | 0 | 0 | 0 | 0
52 | 1 | 0 |  |  |  |  | 0 | #VALUE! | 0.91038 | 22 | 1.4023 | 1.4023 |  | 52 | H | H | H | H | H | 0.58664 | 0.65819 | 0.639 | 0.59022 | 0.53709 | 0.45336 | 0.20394 | 0.212 | 0.23833 | 0.26923 | 0.23833 | 0.212 | 0.20394 | 0.68048 | 0.81637 | 0.88384 | 0.91038 | 0.81142 | 0.49701 | 0.54139 | 0.59447 | 0.59157 | 0.58314 | 0.53281 | 0.49036 | 0.49532 | 0.2771 | 0.29097 | 0.30566 | 0.29097 | 0.2771 | 0.26603 | 0.25531 | 0.26603 | 0.73405 | 0.74466 | 0.7483 | 0.68149 | 0.62563 | 0.62351 | 0.61726 | 0.67069 | T | T | T | T | H | H | H | H | H | H | H | H | H | H | H | H | H | H | H | H | H | H | H | H | H | H | H | H | H | H | H | H | H | H | H | H | H | H | H | H | H | H | H | H | H | H | H | H | H | H | H | H | H | H | H | H | H | H | H | H | H | H | H | H | H | H | H | H | H | H | H | H | H | 52 | 0 | 0 | 0 | 0 | 0 | 45 | 40 | 41.2311 | 44.7214 | 49.2443 | 58.5235 | 75 | 72.111 | 64.0312 | 56.5685 | 64.0312 | 72.111 | 75 | 53.8516 | 44.7214 | 41.2311 | 40 | 45 | 60 | 55 | 50 | 50.2494 | 50.9902 | 55.9017 | 60.8276 | 60.208 | 78.1025 | 74.3303 | 70.7107 | 74.3303 | 78.1025 | 81.3941 | 84.8528 | 81.3941 | 50.9902 | 50.2494 | 50 | 55 | 60 | 60.208 | 60.8276 | 55.9017 | 0 | 0 | 0 | 0 | 0 | 0 | 0 | 0 | 0 | 0 | 0 | 0 | 0 | 0 | 0 | 0 | 0 | 0 | 0 | 0 | 0 | 0 | 0 | 0 | 0 | 0 | 0 | 0 | 0 | 0 | 0 | 0 | 0 | 0 | 0 | 0 | 0 | 0 | 0 | 0 | 0 | 0 | 0 | 0 | 0 | 0 | 0 | 0 | 0 | 0 | 0 | 0 | 0 | 0 | 0 | 0 | 0 | 0 | 0 | 0 | 0 | 0 | 0 | 0 | 0 | 0 | 0 | 0 | 0 | 0 | 0 | 0 | 0
53 | 1 | 0 |  |  |  |  | 0 | #VALUE! | 0.91038 | 22 | 1.4023 | 1.4023 |  | 53 | H | H | H | H | H | 0.58664 | 0.65819 | 0.639 | 0.59022 | 0.53709 | 0.45336 | 0.20394 | 0.212 | 0.23833 | 0.26923 | 0.23833 | 0.212 | 0.20394 | 0.68048 | 0.81637 | 0.88384 | 0.91038 | 0.81142 | 0.49701 | 0.54139 | 0.59447 | 0.59157 | 0.58314 | 0.53281 | 0.49036 | 0.49532 | 0.2771 | 0.29097 | 0.30566 | 0.29097 | 0.2771 | 0.26603 | 0.25531 | 0.26603 | 0.73405 | 0.74466 | 0.7483 | 0.68149 | 0.62563 | 0.62351 | 0.61726 | 0.67069 | T | T | T | T | H | H | H | H | H | H | H | H | H | H | H | H | H | H | H | H | H | H | H | H | H | H | H | H | H | H | H | H | H | H | H | H | H | H | H | H | H | H | H | H | H | H | H | H | H | H | H | H | H | H | H | H | H | H | H | H | H | H | H | H | H | H | H | H | H | H | H | H | H | 53 | 0 | 0 | 0 | 0 | 0 | 45 | 40 | 41.2311 | 44.7214 | 49.2443 | 58.5235 | 75 | 72.111 | 64.0312 | 56.5685 | 64.0312 | 72.111 | 75 | 53.8516 | 44.7214 | 41.2311 | 40 | 45 | 60 | 55 | 50 | 50.2494 | 50.9902 | 55.9017 | 60.8276 | 60.208 | 78.1025 | 74.3303 | 70.7107 | 74.3303 | 78.1025 | 81.3941 | 84.8528 | 81.3941 | 50.9902 | 50.2494 | 50 | 55 | 60 | 60.208 | 60.8276 | 55.9017 | 0 | 0 | 0 | 0 | 0 | 0 | 0 | 0 | 0 | 0 | 0 | 0 | 0 | 0 | 0 | 0 | 0 | 0 | 0 | 0 | 0 | 0 | 0 | 0 | 0 | 0 | 0 | 0 | 0 | 0 | 0 | 0 | 0 | 0 | 0 | 0 | 0 | 0 | 0 | 0 | 0 | 0 | 0 | 0 | 0 | 0 | 0 | 0 | 0 | 0 | 0 | 0 | 0 | 0 | 0 | 0 | 0 | 0 | 0 | 0 | 0 | 0 | 0 | 0 | 0 | 0 | 0 | 0 | 0 | 0 | 0 | 0 | 0
54 | 1 | 0 |  |  |  |  | 0 | #VALUE! | 0.91038 | 22 | 1.4023 | 1.4023 |  | 54 | H | H | H | H | H | 0.58664 | 0.65819 | 0.639 | 0.59022 | 0.53709 | 0.45336 | 0.20394 | 0.212 | 0.23833 | 0.26923 | 0.23833 | 0.212 | 0.20394 | 0.68048 | 0.81637 | 0.88384 | 0.91038 | 0.81142 | 0.49701 | 0.54139 | 0.59447 | 0.59157 | 0.58314 | 0.53281 | 0.49036 | 0.49532 | 0.2771 | 0.29097 | 0.30566 | 0.29097 | 0.2771 | 0.26603 | 0.25531 | 0.26603 | 0.73405 | 0.74466 | 0.7483 | 0.68149 | 0.62563 | 0.62351 | 0.61726 | 0.67069 | T | T | T | T | H | H | H | H | H | H | H | H | H | H | H | H | H | H | H | H | H | H | H | H | H | H | H | H | H | H | H | H | H | H | H | H | H | H | H | H | H | H | H | H | H | H | H | H | H | H | H | H | H | H | H | H | H | H | H | H | H | H | H | H | H | H | H | H | H | H | H | H | H | 54 | 0 | 0 | 0 | 0 | 0 | 45 | 40 | 41.2311 | 44.7214 | 49.2443 | 58.5235 | 75 | 72.111 | 64.0312 | 56.5685 | 64.0312 | 72.111 | 75 | 53.8516 | 44.7214 | 41.2311 | 40 | 45 | 60 | 55 | 50 | 50.2494 | 50.9902 | 55.9017 | 60.8276 | 60.208 | 78.1025 | 74.3303 | 70.7107 | 74.3303 | 78.1025 | 81.3941 | 84.8528 | 81.3941 | 50.9902 | 50.2494 | 50 | 55 | 60 | 60.208 | 60.8276 | 55.9017 | 0 | 0 | 0 | 0 | 0 | 0 | 0 | 0 | 0 | 0 | 0 | 0 | 0 | 0 | 0 | 0 | 0 | 0 | 0 | 0 | 0 | 0 | 0 | 0 | 0 | 0 | 0 | 0 | 0 | 0 | 0 | 0 | 0 | 0 | 0 | 0 | 0 | 0 | 0 | 0 | 0 | 0 | 0 | 0 | 0 | 0 | 0 | 0 | 0 | 0 | 0 | 0 | 0 | 0 | 0 | 0 | 0 | 0 | 0 | 0 | 0 | 0 | 0 | 0 | 0 | 0 | 0 | 0 | 0 | 0 | 0 | 0 | 0
55 | 1 | 0 |  |  |  |  | 0 | #VALUE! | 0.91038 | 22 | 1.4023 | 1.4023 |  | 55 | H | H | H | H | H | 0.58664 | 0.65819 | 0.639 | 0.59022 | 0.53709 | 0.45336 | 0.20394 | 0.212 | 0.23833 | 0.26923 | 0.23833 | 0.212 | 0.20394 | 0.68048 | 0.81637 | 0.88384 | 0.91038 | 0.81142 | 0.49701 | 0.54139 | 0.59447 | 0.59157 | 0.58314 | 0.53281 | 0.49036 | 0.49532 | 0.2771 | 0.29097 | 0.30566 | 0.29097 | 0.2771 | 0.26603 | 0.25531 | 0.26603 | 0.73405 | 0.74466 | 0.7483 | 0.68149 | 0.62563 | 0.62351 | 0.61726 | 0.67069 | T | T | T | T | H | H | H | H | H | H | H | H | H | H | H | H | H | H | H | H | H | H | H | H | H | H | H | H | H | H | H | H | H | H | H | H | H | H | H | H | H | H | H | H | H | H | H | H | H | H | H | H | H | H | H | H | H | H | H | H | H | H | H | H | H | H | H | H | H | H | H | H | H | 55 | 0 | 0 | 0 | 0 | 0 | 45 | 40 | 41.2311 | 44.7214 | 49.2443 | 58.5235 | 75 | 72.111 | 64.0312 | 56.5685 | 64.0312 | 72.111 | 75 | 53.8516 | 44.7214 | 41.2311 | 40 | 45 | 60 | 55 | 50 | 50.2494 | 50.9902 | 55.9017 | 60.8276 | 60.208 | 78.1025 | 74.3303 | 70.7107 | 74.3303 | 78.1025 | 81.3941 | 84.8528 | 81.3941 | 50.9902 | 50.2494 | 50 | 55 | 60 | 60.208 | 60.8276 | 55.9017 | 0 | 0 | 0 | 0 | 0 | 0 | 0 | 0 | 0 | 0 | 0 | 0 | 0 | 0 | 0 | 0 | 0 | 0 | 0 | 0 | 0 | 0 | 0 | 0 | 0 | 0 | 0 | 0 | 0 | 0 | 0 | 0 | 0 | 0 | 0 | 0 | 0 | 0 | 0 | 0 | 0 | 0 | 0 | 0 | 0 | 0 | 0 | 0 | 0 | 0 | 0 | 0 | 0 | 0 | 0 | 0 | 0 | 0 | 0 | 0 | 0 | 0 | 0 | 0 | 0 | 0 | 0 | 0 | 0 | 0 | 0 | 0 | 0
56 | 1 | 0 |  |  |  |  | 0 | #VALUE! | 0.91038 | 22 | 1.4023 | 1.4023 |  | 56 | H | H | H | H | H | 0.58664 | 0.65819 | 0.639 | 0.59022 | 0.53709 | 0.45336 | 0.20394 | 0.212 | 0.23833 | 0.26923 | 0.23833 | 0.212 | 0.20394 | 0.68048 | 0.81637 | 0.88384 | 0.91038 | 0.81142 | 0.49701 | 0.54139 | 0.59447 | 0.59157 | 0.58314 | 0.53281 | 0.49036 | 0.49532 | 0.2771 | 0.29097 | 0.30566 | 0.29097 | 0.2771 | 0.26603 | 0.25531 | 0.26603 | 0.73405 | 0.74466 | 0.7483 | 0.68149 | 0.62563 | 0.62351 | 0.61726 | 0.67069 | T | T | T | T | H | H | H | H | H | H | H | H | H | H | H | H | H | H | H | H | H | H | H | H | H | H | H | H | H | H | H | H | H | H | H | H | H | H | H | H | H | H | H | H | H | H | H | H | H | H | H | H | H | H | H | H | H | H | H | H | H | H | H | H | H | H | H | H | H | H | H | H | H | 56 | 0 | 0 | 0 | 0 | 0 | 45 | 40 | 41.2311 | 44.7214 | 49.2443 | 58.5235 | 75 | 72.111 | 64.0312 | 56.5685 | 64.0312 | 72.111 | 75 | 53.8516 | 44.7214 | 41.2311 | 40 | 45 | 60 | 55 | 50 | 50.2494 | 50.9902 | 55.9017 | 60.8276 | 60.208 | 78.1025 | 74.3303 | 70.7107 | 74.3303 | 78.1025 | 81.3941 | 84.8528 | 81.3941 | 50.9902 | 50.2494 | 50 | 55 | 60 | 60.208 | 60.8276 | 55.9017 | 0 | 0 | 0 | 0 | 0 | 0 | 0 | 0 | 0 | 0 | 0 | 0 | 0 | 0 | 0 | 0 | 0 | 0 | 0 | 0 | 0 | 0 | 0 | 0 | 0 | 0 | 0 | 0 | 0 | 0 | 0 | 0 | 0 | 0 | 0 | 0 | 0 | 0 | 0 | 0 | 0 | 0 | 0 | 0 | 0 | 0 | 0 | 0 | 0 | 0 | 0 | 0 | 0 | 0 | 0 | 0 | 0 | 0 | 0 | 0 | 0 | 0 | 0 | 0 | 0 | 0 | 0 | 0 | 0 | 0 | 0 | 0 | 0
57 | 1 | 0 |  |  |  |  | 0 | #VALUE! | 0.91038 | 22 | 1.4023 | 1.4023 |  | 57 | H | H | H | H | H | 0.58664 | 0.65819 | 0.639 | 0.59022 | 0.53709 | 0.45336 | 0.20394 | 0.212 | 0.23833 | 0.26923 | 0.23833 | 0.212 | 0.20394 | 0.68048 | 0.81637 | 0.88384 | 0.91038 | 0.81142 | 0.49701 | 0.54139 | 0.59447 | 0.59157 | 0.58314 | 0.53281 | 0.49036 | 0.49532 | 0.2771 | 0.29097 | 0.30566 | 0.29097 | 0.2771 | 0.26603 | 0.25531 | 0.26603 | 0.73405 | 0.74466 | 0.7483 | 0.68149 | 0.62563 | 0.62351 | 0.61726 | 0.67069 | T | T | T | T | H | H | H | H | H | H | H | H | H | H | H | H | H | H | H | H | H | H | H | H | H | H | H | H | H | H | H | H | H | H | H | H | H | H | H | H | H | H | H | H | H | H | H | H | H | H | H | H | H | H | H | H | H | H | H | H | H | H | H | H | H | H | H | H | H | H | H | H | H | 57 | 0 | 0 | 0 | 0 | 0 | 45 | 40 | 41.2311 | 44.7214 | 49.2443 | 58.5235 | 75 | 72.111 | 64.0312 | 56.5685 | 64.0312 | 72.111 | 75 | 53.8516 | 44.7214 | 41.2311 | 40 | 45 | 60 | 55 | 50 | 50.2494 | 50.9902 | 55.9017 | 60.8276 | 60.208 | 78.1025 | 74.3303 | 70.7107 | 74.3303 | 78.1025 | 81.3941 | 84.8528 | 81.3941 | 50.9902 | 50.2494 | 50 | 55 | 60 | 60.208 | 60.8276 | 55.9017 | 0 | 0 | 0 | 0 | 0 | 0 | 0 | 0 | 0 | 0 | 0 | 0 | 0 | 0 | 0 | 0 | 0 | 0 | 0 | 0 | 0 | 0 | 0 | 0 | 0 | 0 | 0 | 0 | 0 | 0 | 0 | 0 | 0 | 0 | 0 | 0 | 0 | 0 | 0 | 0 | 0 | 0 | 0 | 0 | 0 | 0 | 0 | 0 | 0 | 0 | 0 | 0 | 0 | 0 | 0 | 0 | 0 | 0 | 0 | 0 | 0 | 0 | 0 | 0 | 0 | 0 | 0 | 0 | 0 | 0 | 0 | 0 | 0
58 | 1 | 0 |  |  |  |  | 0 | #VALUE! | 0.91038 | 22 | 1.4023 | 1.4023 |  | 58 | H | H | H | H | H | 0.58664 | 0.65819 | 0.639 | 0.59022 | 0.53709 | 0.45336 | 0.20394 | 0.212 | 0.23833 | 0.26923 | 0.23833 | 0.212 | 0.20394 | 0.68048 | 0.81637 | 0.88384 | 0.91038 | 0.81142 | 0.49701 | 0.54139 | 0.59447 | 0.59157 | 0.58314 | 0.53281 | 0.49036 | 0.49532 | 0.2771 | 0.29097 | 0.30566 | 0.29097 | 0.2771 | 0.26603 | 0.25531 | 0.26603 | 0.73405 | 0.74466 | 0.7483 | 0.68149 | 0.62563 | 0.62351 | 0.61726 | 0.67069 | T | T | T | T | H | H | H | H | H | H | H | H | H | H | H | H | H | H | H | H | H | H | H | H | H | H | H | H | H | H | H | H | H | H | H | H | H | H | H | H | H | H | H | H | H | H | H | H | H | H | H | H | H | H | H | H | H | H | H | H | H | H | H | H | H | H | H | H | H | H | H | H | H | 58 | 0 | 0 | 0 | 0 | 0 | 45 | 40 | 41.2311 | 44.7214 | 49.2443 | 58.5235 | 75 | 72.111 | 64.0312 | 56.5685 | 64.0312 | 72.111 | 75 | 53.8516 | 44.7214 | 41.2311 | 40 | 45 | 60 | 55 | 50 | 50.2494 | 50.9902 | 55.9017 | 60.8276 | 60.208 | 78.1025 | 74.3303 | 70.7107 | 74.3303 | 78.1025 | 81.3941 | 84.8528 | 81.3941 | 50.9902 | 50.2494 | 50 | 55 | 60 | 60.208 | 60.8276 | 55.9017 | 0 | 0 | 0 | 0 | 0 | 0 | 0 | 0 | 0 | 0 | 0 | 0 | 0 | 0 | 0 | 0 | 0 | 0 | 0 | 0 | 0 | 0 | 0 | 0 | 0 | 0 | 0 | 0 | 0 | 0 | 0 | 0 | 0 | 0 | 0 | 0 | 0 | 0 | 0 | 0 | 0 | 0 | 0 | 0 | 0 | 0 | 0 | 0 | 0 | 0 | 0 | 0 | 0 | 0 | 0 | 0 | 0 | 0 | 0 | 0 | 0 | 0 | 0 | 0 | 0 | 0 | 0 | 0 | 0 | 0 | 0 | 0 | 0
59 | 1 | 0 |  |  |  |  | 0 | #VALUE! | 0.91038 | 22 | 1.4023 | 1.4023 |  | 59 | H | H | H | H | H | 0.58664 | 0.65819 | 0.639 | 0.59022 | 0.53709 | 0.45336 | 0.20394 | 0.212 | 0.23833 | 0.26923 | 0.23833 | 0.212 | 0.20394 | 0.68048 | 0.81637 | 0.88384 | 0.91038 | 0.81142 | 0.49701 | 0.54139 | 0.59447 | 0.59157 | 0.58314 | 0.53281 | 0.49036 | 0.49532 | 0.2771 | 0.29097 | 0.30566 | 0.29097 | 0.2771 | 0.26603 | 0.25531 | 0.26603 | 0.73405 | 0.74466 | 0.7483 | 0.68149 | 0.62563 | 0.62351 | 0.61726 | 0.67069 | T | T | T | T | H | H | H | H | H | H | H | H | H | H | H | H | H | H | H | H | H | H | H | H | H | H | H | H | H | H | H | H | H | H | H | H | H | H | H | H | H | H | H | H | H | H | H | H | H | H | H | H | H | H | H | H | H | H | H | H | H | H | H | H | H | H | H | H | H | H | H | H | H | 59 | 0 | 0 | 0 | 0 | 0 | 45 | 40 | 41.2311 | 44.7214 | 49.2443 | 58.5235 | 75 | 72.111 | 64.0312 | 56.5685 | 64.0312 | 72.111 | 75 | 53.8516 | 44.7214 | 41.2311 | 40 | 45 | 60 | 55 | 50 | 50.2494 | 50.9902 | 55.9017 | 60.8276 | 60.208 | 78.1025 | 74.3303 | 70.7107 | 74.3303 | 78.1025 | 81.3941 | 84.8528 | 81.3941 | 50.9902 | 50.2494 | 50 | 55 | 60 | 60.208 | 60.8276 | 55.9017 | 0 | 0 | 0 | 0 | 0 | 0 | 0 | 0 | 0 | 0 | 0 | 0 | 0 | 0 | 0 | 0 | 0 | 0 | 0 | 0 | 0 | 0 | 0 | 0 | 0 | 0 | 0 | 0 | 0 | 0 | 0 | 0 | 0 | 0 | 0 | 0 | 0 | 0 | 0 | 0 | 0 | 0 | 0 | 0 | 0 | 0 | 0 | 0 | 0 | 0 | 0 | 0 | 0 | 0 | 0 | 0 | 0 | 0 | 0 | 0 | 0 | 0 | 0 | 0 | 0 | 0 | 0 | 0 | 0 | 0 | 0 | 0 | 0
60 | 1 | 0 |  |  |  |  | 0 | #VALUE! | 0.91038 | 22 | 1.4023 | 1.4023 |  | 60 | H | H | H | H | H | 0.58664 | 0.65819 | 0.639 | 0.59022 | 0.53709 | 0.45336 | 0.20394 | 0.212 | 0.23833 | 0.26923 | 0.23833 | 0.212 | 0.20394 | 0.68048 | 0.81637 | 0.88384 | 0.91038 | 0.81142 | 0.49701 | 0.54139 | 0.59447 | 0.59157 | 0.58314 | 0.53281 | 0.49036 | 0.49532 | 0.2771 | 0.29097 | 0.30566 | 0.29097 | 0.2771 | 0.26603 | 0.25531 | 0.26603 | 0.73405 | 0.74466 | 0.7483 | 0.68149 | 0.62563 | 0.62351 | 0.61726 | 0.67069 | T | T | T | T | H | H | H | H | H | H | H | H | H | H | H | H | H | H | H | H | H | H | H | H | H | H | H | H | H | H | H | H | H | H | H | H | H | H | H | H | H | H | H | H | H | H | H | H | H | H | H | H | H | H | H | H | H | H | H | H | H | H | H | H | H | H | H | H | H | H | H | H | H | 60 | 0 | 0 | 0 | 0 | 0 | 45 | 40 | 41.2311 | 44.7214 | 49.2443 | 58.5235 | 75 | 72.111 | 64.0312 | 56.5685 | 64.0312 | 72.111 | 75 | 53.8516 | 44.7214 | 41.2311 | 40 | 45 | 60 | 55 | 50 | 50.2494 | 50.9902 | 55.9017 | 60.8276 | 60.208 | 78.1025 | 74.3303 | 70.7107 | 74.3303 | 78.1025 | 81.3941 | 84.8528 | 81.3941 | 50.9902 | 50.2494 | 50 | 55 | 60 | 60.208 | 60.8276 | 55.9017 | 0 | 0 | 0 | 0 | 0 | 0 | 0 | 0 | 0 | 0 | 0 | 0 | 0 | 0 | 0 | 0 | 0 | 0 | 0 | 0 | 0 | 0 | 0 | 0 | 0 | 0 | 0 | 0 | 0 | 0 | 0 | 0 | 0 | 0 | 0 | 0 | 0 | 0 | 0 | 0 | 0 | 0 | 0 | 0 | 0 | 0 | 0 | 0 | 0 | 0 | 0 | 0 | 0 | 0 | 0 | 0 | 0 | 0 | 0 | 0 | 0 | 0 | 0 | 0 | 0 | 0 | 0 | 0 | 0 | 0 | 0 | 0 | 0
61 | 1 | 0 |  |  |  |  | 0 | #VALUE! | 0.91038 | 22 | 1.4023 | 1.4023 |  | 61 | H | H | H | H | H | 0.58664 | 0.65819 | 0.639 | 0.59022 | 0.53709 | 0.45336 | 0.20394 | 0.212 | 0.23833 | 0.26923 | 0.23833 | 0.212 | 0.20394 | 0.68048 | 0.81637 | 0.88384 | 0.91038 | 0.81142 | 0.49701 | 0.54139 | 0.59447 | 0.59157 | 0.58314 | 0.53281 | 0.49036 | 0.49532 | 0.2771 | 0.29097 | 0.30566 | 0.29097 | 0.2771 | 0.26603 | 0.25531 | 0.26603 | 0.73405 | 0.74466 | 0.7483 | 0.68149 | 0.62563 | 0.62351 | 0.61726 | 0.67069 | T | T | T | T | H | H | H | H | H | H | H | H | H | H | H | H | H | H | H | H | H | H | H | H | H | H | H | H | H | H | H | H | H | H | H | H | H | H | H | H | H | H | H | H | H | H | H | H | H | H | H | H | H | H | H | H | H | H | H | H | H | H | H | H | H | H | H | H | H | H | H | H | H | 61 | 0 | 0 | 0 | 0 | 0 | 45 | 40 | 41.2311 | 44.7214 | 49.2443 | 58.5235 | 75 | 72.111 | 64.0312 | 56.5685 | 64.0312 | 72.111 | 75 | 53.8516 | 44.7214 | 41.2311 | 40 | 45 | 60 | 55 | 50 | 50.2494 | 50.9902 | 55.9017 | 60.8276 | 60.208 | 78.1025 | 74.3303 | 70.7107 | 74.3303 | 78.1025 | 81.3941 | 84.8528 | 81.3941 | 50.9902 | 50.2494 | 50 | 55 | 60 | 60.208 | 60.8276 | 55.9017 | 0 | 0 | 0 | 0 | 0 | 0 | 0 | 0 | 0 | 0 | 0 | 0 | 0 | 0 | 0 | 0 | 0 | 0 | 0 | 0 | 0 | 0 | 0 | 0 | 0 | 0 | 0 | 0 | 0 | 0 | 0 | 0 | 0 | 0 | 0 | 0 | 0 | 0 | 0 | 0 | 0 | 0 | 0 | 0 | 0 | 0 | 0 | 0 | 0 | 0 | 0 | 0 | 0 | 0 | 0 | 0 | 0 | 0 | 0 | 0 | 0 | 0 | 0 | 0 | 0 | 0 | 0 | 0 | 0 | 0 | 0 | 0 | 0
62 | 1 | 0 |  |  |  |  | 0 | #VALUE! | 0.91038 | 22 | 1.4023 | 1.4023 |  | 62 | H | H | H | H | H | 0.58664 | 0.65819 | 0.639 | 0.59022 | 0.53709 | 0.45336 | 0.20394 | 0.212 | 0.23833 | 0.26923 | 0.23833 | 0.212 | 0.20394 | 0.68048 | 0.81637 | 0.88384 | 0.91038 | 0.81142 | 0.49701 | 0.54139 | 0.59447 | 0.59157 | 0.58314 | 0.53281 | 0.49036 | 0.49532 | 0.2771 | 0.29097 | 0.30566 | 0.29097 | 0.2771 | 0.26603 | 0.25531 | 0.26603 | 0.73405 | 0.74466 | 0.7483 | 0.68149 | 0.62563 | 0.62351 | 0.61726 | 0.67069 | T | T | T | T | H | H | H | H | H | H | H | H | H | H | H | H | H | H | H | H | H | H | H | H | H | H | H | H | H | H | H | H | H | H | H | H | H | H | H | H | H | H | H | H | H | H | H | H | H | H | H | H | H | H | H | H | H | H | H | H | H | H | H | H | H | H | H | H | H | H | H | H | H | 62 | 0 | 0 | 0 | 0 | 0 | 45 | 40 | 41.2311 | 44.7214 | 49.2443 | 58.5235 | 75 | 72.111 | 64.0312 | 56.5685 | 64.0312 | 72.111 | 75 | 53.8516 | 44.7214 | 41.2311 | 40 | 45 | 60 | 55 | 50 | 50.2494 | 50.9902 | 55.9017 | 60.8276 | 60.208 | 78.1025 | 74.3303 | 70.7107 | 74.3303 | 78.1025 | 81.3941 | 84.8528 | 81.3941 | 50.9902 | 50.2494 | 50 | 55 | 60 | 60.208 | 60.8276 | 55.9017 | 0 | 0 | 0 | 0 | 0 | 0 | 0 | 0 | 0 | 0 | 0 | 0 | 0 | 0 | 0 | 0 | 0 | 0 | 0 | 0 | 0 | 0 | 0 | 0 | 0 | 0 | 0 | 0 | 0 | 0 | 0 | 0 | 0 | 0 | 0 | 0 | 0 | 0 | 0 | 0 | 0 | 0 | 0 | 0 | 0 | 0 | 0 | 0 | 0 | 0 | 0 | 0 | 0 | 0 | 0 | 0 | 0 | 0 | 0 | 0 | 0 | 0 | 0 | 0 | 0 | 0 | 0 | 0 | 0 | 0 | 0 | 0 | 0
63 | 1 | 0 |  |  |  |  | 0 | #VALUE! | 0.91038 | 22 | 1.4023 | 1.4023 |  | 63 | H | H | H | H | H | 0.58664 | 0.65819 | 0.639 | 0.59022 | 0.53709 | 0.45336 | 0.20394 | 0.212 | 0.23833 | 0.26923 | 0.23833 | 0.212 | 0.20394 | 0.68048 | 0.81637 | 0.88384 | 0.91038 | 0.81142 | 0.49701 | 0.54139 | 0.59447 | 0.59157 | 0.58314 | 0.53281 | 0.49036 | 0.49532 | 0.2771 | 0.29097 | 0.30566 | 0.29097 | 0.2771 | 0.26603 | 0.25531 | 0.26603 | 0.73405 | 0.74466 | 0.7483 | 0.68149 | 0.62563 | 0.62351 | 0.61726 | 0.67069 | T | T | T | T | H | H | H | H | H | H | H | H | H | H | H | H | H | H | H | H | H | H | H | H | H | H | H | H | H | H | H | H | H | H | H | H | H | H | H | H | H | H | H | H | H | H | H | H | H | H | H | H | H | H | H | H | H | H | H | H | H | H | H | H | H | H | H | H | H | H | H | H | H | 63 | 0 | 0 | 0 | 0 | 0 | 45 | 40 | 41.2311 | 44.7214 | 49.2443 | 58.5235 | 75 | 72.111 | 64.0312 | 56.5685 | 64.0312 | 72.111 | 75 | 53.8516 | 44.7214 | 41.2311 | 40 | 45 | 60 | 55 | 50 | 50.2494 | 50.9902 | 55.9017 | 60.8276 | 60.208 | 78.1025 | 74.3303 | 70.7107 | 74.3303 | 78.1025 | 81.3941 | 84.8528 | 81.3941 | 50.9902 | 50.2494 | 50 | 55 | 60 | 60.208 | 60.8276 | 55.9017 | 0 | 0 | 0 | 0 | 0 | 0 | 0 | 0 | 0 | 0 | 0 | 0 | 0 | 0 | 0 | 0 | 0 | 0 | 0 | 0 | 0 | 0 | 0 | 0 | 0 | 0 | 0 | 0 | 0 | 0 | 0 | 0 | 0 | 0 | 0 | 0 | 0 | 0 | 0 | 0 | 0 | 0 | 0 | 0 | 0 | 0 | 0 | 0 | 0 | 0 | 0 | 0 | 0 | 0 | 0 | 0 | 0 | 0 | 0 | 0 | 0 | 0 | 0 | 0 | 0 | 0 | 0 | 0 | 0 | 0 | 0 | 0 | 0
64 | 1 | 0 |  |  |  |  | 0 | #VALUE! | 0.91038 | 22 | 1.4023 | 1.4023 |  | 64 | H | H | H | H | H | 0.58664 | 0.65819 | 0.639 | 0.59022 | 0.53709 | 0.45336 | 0.20394 | 0.212 | 0.23833 | 0.26923 | 0.23833 | 0.212 | 0.20394 | 0.68048 | 0.81637 | 0.88384 | 0.91038 | 0.81142 | 0.49701 | 0.54139 | 0.59447 | 0.59157 | 0.58314 | 0.53281 | 0.49036 | 0.49532 | 0.2771 | 0.29097 | 0.30566 | 0.29097 | 0.2771 | 0.26603 | 0.25531 | 0.26603 | 0.73405 | 0.74466 | 0.7483 | 0.68149 | 0.62563 | 0.62351 | 0.61726 | 0.67069 | T | T | T | T | H | H | H | H | H | H | H | H | H | H | H | H | H | H | H | H | H | H | H | H | H | H | H | H | H | H | H | H | H | H | H | H | H | H | H | H | H | H | H | H | H | H | H | H | H | H | H | H | H | H | H | H | H | H | H | H | H | H | H | H | H | H | H | H | H | H | H | H | H | 64 | 0 | 0 | 0 | 0 | 0 | 45 | 40 | 41.2311 | 44.7214 | 49.2443 | 58.5235 | 75 | 72.111 | 64.0312 | 56.5685 | 64.0312 | 72.111 | 75 | 53.8516 | 44.7214 | 41.2311 | 40 | 45 | 60 | 55 | 50 | 50.2494 | 50.9902 | 55.9017 | 60.8276 | 60.208 | 78.1025 | 74.3303 | 70.7107 | 74.3303 | 78.1025 | 81.3941 | 84.8528 | 81.3941 | 50.9902 | 50.2494 | 50 | 55 | 60 | 60.208 | 60.8276 | 55.9017 | 0 | 0 | 0 | 0 | 0 | 0 | 0 | 0 | 0 | 0 | 0 | 0 | 0 | 0 | 0 | 0 | 0 | 0 | 0 | 0 | 0 | 0 | 0 | 0 | 0 | 0 | 0 | 0 | 0 | 0 | 0 | 0 | 0 | 0 | 0 | 0 | 0 | 0 | 0 | 0 | 0 | 0 | 0 | 0 | 0 | 0 | 0 | 0 | 0 | 0 | 0 | 0 | 0 | 0 | 0 | 0 | 0 | 0 | 0 | 0 | 0 | 0 | 0 | 0 | 0 | 0 | 0 | 0 | 0 | 0 | 0 | 0 | 0
65 | 1 | 0 |  |  |  |  | 0 | #VALUE! | 0.91038 | 22 | 1.4023 | 1.4023 |  | 65 | H | H | H | H | H | 0.58664 | 0.65819 | 0.639 | 0.59022 | 0.53709 | 0.45336 | 0.20394 | 0.212 | 0.23833 | 0.26923 | 0.23833 | 0.212 | 0.20394 | 0.68048 | 0.81637 | 0.88384 | 0.91038 | 0.81142 | 0.49701 | 0.54139 | 0.59447 | 0.59157 | 0.58314 | 0.53281 | 0.49036 | 0.49532 | 0.2771 | 0.29097 | 0.30566 | 0.29097 | 0.2771 | 0.26603 | 0.25531 | 0.26603 | 0.73405 | 0.74466 | 0.7483 | 0.68149 | 0.62563 | 0.62351 | 0.61726 | 0.67069 | T | T | T | T | H | H | H | H | H | H | H | H | H | H | H | H | H | H | H | H | H | H | H | H | H | H | H | H | H | H | H | H | H | H | H | H | H | H | H | H | H | H | H | H | H | H | H | H | H | H | H | H | H | H | H | H | H | H | H | H | H | H | H | H | H | H | H | H | H | H | H | H | H | 65 | 0 | 0 | 0 | 0 | 0 | 45 | 40 | 41.2311 | 44.7214 | 49.2443 | 58.5235 | 75 | 72.111 | 64.0312 | 56.5685 | 64.0312 | 72.111 | 75 | 53.8516 | 44.7214 | 41.2311 | 40 | 45 | 60 | 55 | 50 | 50.2494 | 50.9902 | 55.9017 | 60.8276 | 60.208 | 78.1025 | 74.3303 | 70.7107 | 74.3303 | 78.1025 | 81.3941 | 84.8528 | 81.3941 | 50.9902 | 50.2494 | 50 | 55 | 60 | 60.208 | 60.8276 | 55.9017 | 0 | 0 | 0 | 0 | 0 | 0 | 0 | 0 | 0 | 0 | 0 | 0 | 0 | 0 | 0 | 0 | 0 | 0 | 0 | 0 | 0 | 0 | 0 | 0 | 0 | 0 | 0 | 0 | 0 | 0 | 0 | 0 | 0 | 0 | 0 | 0 | 0 | 0 | 0 | 0 | 0 | 0 | 0 | 0 | 0 | 0 | 0 | 0 | 0 | 0 | 0 | 0 | 0 | 0 | 0 | 0 | 0 | 0 | 0 | 0 | 0 | 0 | 0 | 0 | 0 | 0 | 0 | 0 | 0 | 0 | 0 | 0 | 0
66 | 1 | 0 |  |  |  |  | 0 | #VALUE! | 0.91038 | 22 | 1.4023 | 1.4023 |  | 66 | H | H | H | H | H | 0.58664 | 0.65819 | 0.639 | 0.59022 | 0.53709 | 0.45336 | 0.20394 | 0.212 | 0.23833 | 0.26923 | 0.23833 | 0.212 | 0.20394 | 0.68048 | 0.81637 | 0.88384 | 0.91038 | 0.81142 | 0.49701 | 0.54139 | 0.59447 | 0.59157 | 0.58314 | 0.53281 | 0.49036 | 0.49532 | 0.2771 | 0.29097 | 0.30566 | 0.29097 | 0.2771 | 0.26603 | 0.25531 | 0.26603 | 0.73405 | 0.74466 | 0.7483 | 0.68149 | 0.62563 | 0.62351 | 0.61726 | 0.67069 | T | T | T | T | H | H | H | H | H | H | H | H | H | H | H | H | H | H | H | H | H | H | H | H | H | H | H | H | H | H | H | H | H | H | H | H | H | H | H | H | H | H | H | H | H | H | H | H | H | H | H | H | H | H | H | H | H | H | H | H | H | H | H | H | H | H | H | H | H | H | H | H | H | 66 | 0 | 0 | 0 | 0 | 0 | 45 | 40 | 41.2311 | 44.7214 | 49.2443 | 58.5235 | 75 | 72.111 | 64.0312 | 56.5685 | 64.0312 | 72.111 | 75 | 53.8516 | 44.7214 | 41.2311 | 40 | 45 | 60 | 55 | 50 | 50.2494 | 50.9902 | 55.9017 | 60.8276 | 60.208 | 78.1025 | 74.3303 | 70.7107 | 74.3303 | 78.1025 | 81.3941 | 84.8528 | 81.3941 | 50.9902 | 50.2494 | 50 | 55 | 60 | 60.208 | 60.8276 | 55.9017 | 0 | 0 | 0 | 0 | 0 | 0 | 0 | 0 | 0 | 0 | 0 | 0 | 0 | 0 | 0 | 0 | 0 | 0 | 0 | 0 | 0 | 0 | 0 | 0 | 0 | 0 | 0 | 0 | 0 | 0 | 0 | 0 | 0 | 0 | 0 | 0 | 0 | 0 | 0 | 0 | 0 | 0 | 0 | 0 | 0 | 0 | 0 | 0 | 0 | 0 | 0 | 0 | 0 | 0 | 0 | 0 | 0 | 0 | 0 | 0 | 0 | 0 | 0 | 0 | 0 | 0 | 0 | 0 | 0 | 0 | 0 | 0 | 0
67 | 1 | 0 |  |  |  |  | 0 | #VALUE! | 0.91038 | 22 | 1.4023 | 1.4023 |  | 67 | H | H | H | H | H | 0.58664 | 0.65819 | 0.639 | 0.59022 | 0.53709 | 0.45336 | 0.20394 | 0.212 | 0.23833 | 0.26923 | 0.23833 | 0.212 | 0.20394 | 0.68048 | 0.81637 | 0.88384 | 0.91038 | 0.81142 | 0.49701 | 0.54139 | 0.59447 | 0.59157 | 0.58314 | 0.53281 | 0.49036 | 0.49532 | 0.2771 | 0.29097 | 0.30566 | 0.29097 | 0.2771 | 0.26603 | 0.25531 | 0.26603 | 0.73405 | 0.74466 | 0.7483 | 0.68149 | 0.62563 | 0.62351 | 0.61726 | 0.67069 | T | T | T | T | H | H | H | H | H | H | H | H | H | H | H | H | H | H | H | H | H | H | H | H | H | H | H | H | H | H | H | H | H | H | H | H | H | H | H | H | H | H | H | H | H | H | H | H | H | H | H | H | H | H | H | H | H | H | H | H | H | H | H | H | H | H | H | H | H | H | H | H | H | 67 | 0 | 0 | 0 | 0 | 0 | 45 | 40 | 41.2311 | 44.7214 | 49.2443 | 58.5235 | 75 | 72.111 | 64.0312 | 56.5685 | 64.0312 | 72.111 | 75 | 53.8516 | 44.7214 | 41.2311 | 40 | 45 | 60 | 55 | 50 | 50.2494 | 50.9902 | 55.9017 | 60.8276 | 60.208 | 78.1025 | 74.3303 | 70.7107 | 74.3303 | 78.1025 | 81.3941 | 84.8528 | 81.3941 | 50.9902 | 50.2494 | 50 | 55 | 60 | 60.208 | 60.8276 | 55.9017 | 0 | 0 | 0 | 0 | 0 | 0 | 0 | 0 | 0 | 0 | 0 | 0 | 0 | 0 | 0 | 0 | 0 | 0 | 0 | 0 | 0 | 0 | 0 | 0 | 0 | 0 | 0 | 0 | 0 | 0 | 0 | 0 | 0 | 0 | 0 | 0 | 0 | 0 | 0 | 0 | 0 | 0 | 0 | 0 | 0 | 0 | 0 | 0 | 0 | 0 | 0 | 0 | 0 | 0 | 0 | 0 | 0 | 0 | 0 | 0 | 0 | 0 | 0 | 0 | 0 | 0 | 0 | 0 | 0 | 0 | 0 | 0 | 0
68 | 1 | 0 |  |  |  |  | 0 | #VALUE! | 0.91038 | 22 | 1.4023 | 1.4023 |  | 68 | H | H | H | H | H | 0.58664 | 0.65819 | 0.639 | 0.59022 | 0.53709 | 0.45336 | 0.20394 | 0.212 | 0.23833 | 0.26923 | 0.23833 | 0.212 | 0.20394 | 0.68048 | 0.81637 | 0.88384 | 0.91038 | 0.81142 | 0.49701 | 0.54139 | 0.59447 | 0.59157 | 0.58314 | 0.53281 | 0.49036 | 0.49532 | 0.2771 | 0.29097 | 0.30566 | 0.29097 | 0.2771 | 0.26603 | 0.25531 | 0.26603 | 0.73405 | 0.74466 | 0.7483 | 0.68149 | 0.62563 | 0.62351 | 0.61726 | 0.67069 | T | T | T | T | H | H | H | H | H | H | H | H | H | H | H | H | H | H | H | H | H | H | H | H | H | H | H | H | H | H | H | H | H | H | H | H | H | H | H | H | H | H | H | H | H | H | H | H | H | H | H | H | H | H | H | H | H | H | H | H | H | H | H | H | H | H | H | H | H | H | H | H | H | 68 | 0 | 0 | 0 | 0 | 0 | 45 | 40 | 41.2311 | 44.7214 | 49.2443 | 58.5235 | 75 | 72.111 | 64.0312 | 56.5685 | 64.0312 | 72.111 | 75 | 53.8516 | 44.7214 | 41.2311 | 40 | 45 | 60 | 55 | 50 | 50.2494 | 50.9902 | 55.9017 | 60.8276 | 60.208 | 78.1025 | 74.3303 | 70.7107 | 74.3303 | 78.1025 | 81.3941 | 84.8528 | 81.3941 | 50.9902 | 50.2494 | 50 | 55 | 60 | 60.208 | 60.8276 | 55.9017 | 0 | 0 | 0 | 0 | 0 | 0 | 0 | 0 | 0 | 0 | 0 | 0 | 0 | 0 | 0 | 0 | 0 | 0 | 0 | 0 | 0 | 0 | 0 | 0 | 0 | 0 | 0 | 0 | 0 | 0 | 0 | 0 | 0 | 0 | 0 | 0 | 0 | 0 | 0 | 0 | 0 | 0 | 0 | 0 | 0 | 0 | 0 | 0 | 0 | 0 | 0 | 0 | 0 | 0 | 0 | 0 | 0 | 0 | 0 | 0 | 0 | 0 | 0 | 0 | 0 | 0 | 0 | 0 | 0 | 0 | 0 | 0 | 0
69 | 1 | 0 |  |  |  |  | 0 | #VALUE! | 0.91038 | 22 | 1.4023 | 1.4023 |  | 69 | H | H | H | H | H | 0.58664 | 0.65819 | 0.639 | 0.59022 | 0.53709 | 0.45336 | 0.20394 | 0.212 | 0.23833 | 0.26923 | 0.23833 | 0.212 | 0.20394 | 0.68048 | 0.81637 | 0.88384 | 0.91038 | 0.81142 | 0.49701 | 0.54139 | 0.59447 | 0.59157 | 0.58314 | 0.53281 | 0.49036 | 0.49532 | 0.2771 | 0.29097 | 0.30566 | 0.29097 | 0.2771 | 0.26603 | 0.25531 | 0.26603 | 0.73405 | 0.74466 | 0.7483 | 0.68149 | 0.62563 | 0.62351 | 0.61726 | 0.67069 | T | T | T | T | H | H | H | H | H | H | H | H | H | H | H | H | H | H | H | H | H | H | H | H | H | H | H | H | H | H | H | H | H | H | H | H | H | H | H | H | H | H | H | H | H | H | H | H | H | H | H | H | H | H | H | H | H | H | H | H | H | H | H | H | H | H | H | H | H | H | H | H | H | 69 | 0 | 0 | 0 | 0 | 0 | 45 | 40 | 41.2311 | 44.7214 | 49.2443 | 58.5235 | 75 | 72.111 | 64.0312 | 56.5685 | 64.0312 | 72.111 | 75 | 53.8516 | 44.7214 | 41.2311 | 40 | 45 | 60 | 55 | 50 | 50.2494 | 50.9902 | 55.9017 | 60.8276 | 60.208 | 78.1025 | 74.3303 | 70.7107 | 74.3303 | 78.1025 | 81.3941 | 84.8528 | 81.3941 | 50.9902 | 50.2494 | 50 | 55 | 60 | 60.208 | 60.8276 | 55.9017 | 0 | 0 | 0 | 0 | 0 | 0 | 0 | 0 | 0 | 0 | 0 | 0 | 0 | 0 | 0 | 0 | 0 | 0 | 0 | 0 | 0 | 0 | 0 | 0 | 0 | 0 | 0 | 0 | 0 | 0 | 0 | 0 | 0 | 0 | 0 | 0 | 0 | 0 | 0 | 0 | 0 | 0 | 0 | 0 | 0 | 0 | 0 | 0 | 0 | 0 | 0 | 0 | 0 | 0 | 0 | 0 | 0 | 0 | 0 | 0 | 0 | 0 | 0 | 0 | 0 | 0 | 0 | 0 | 0 | 0 | 0 | 0 | 0
70 | 1 | 0 |  |  |  |  | 0 | #VALUE! | 0.91038 | 22 | 1.4023 | 1.4023 |  | 70 | H | H | H | H | H | 0.58664 | 0.65819 | 0.639 | 0.59022 | 0.53709 | 0.45336 | 0.20394 | 0.212 | 0.23833 | 0.26923 | 0.23833 | 0.212 | 0.20394 | 0.68048 | 0.81637 | 0.88384 | 0.91038 | 0.81142 | 0.49701 | 0.54139 | 0.59447 | 0.59157 | 0.58314 | 0.53281 | 0.49036 | 0.49532 | 0.2771 | 0.29097 | 0.30566 | 0.29097 | 0.2771 | 0.26603 | 0.25531 | 0.26603 | 0.73405 | 0.74466 | 0.7483 | 0.68149 | 0.62563 | 0.62351 | 0.61726 | 0.67069 | T | T | T | T | H | H | H | H | H | H | H | H | H | H | H | H | H | H | H | H | H | H | H | H | H | H | H | H | H | H | H | H | H | H | H | H | H | H | H | H | H | H | H | H | H | H | H | H | H | H | H | H | H | H | H | H | H | H | H | H | H | H | H | H | H | H | H | H | H | H | H | H | H | 70 | 0 | 0 | 0 | 0 | 0 | 45 | 40 | 41.2311 | 44.7214 | 49.2443 | 58.5235 | 75 | 72.111 | 64.0312 | 56.5685 | 64.0312 | 72.111 | 75 | 53.8516 | 44.7214 | 41.2311 | 40 | 45 | 60 | 55 | 50 | 50.2494 | 50.9902 | 55.9017 | 60.8276 | 60.208 | 78.1025 | 74.3303 | 70.7107 | 74.3303 | 78.1025 | 81.3941 | 84.8528 | 81.3941 | 50.9902 | 50.2494 | 50 | 55 | 60 | 60.208 | 60.8276 | 55.9017 | 0 | 0 | 0 | 0 | 0 | 0 | 0 | 0 | 0 | 0 | 0 | 0 | 0 | 0 | 0 | 0 | 0 | 0 | 0 | 0 | 0 | 0 | 0 | 0 | 0 | 0 | 0 | 0 | 0 | 0 | 0 | 0 | 0 | 0 | 0 | 0 | 0 | 0 | 0 | 0 | 0 | 0 | 0 | 0 | 0 | 0 | 0 | 0 | 0 | 0 | 0 | 0 | 0 | 0 | 0 | 0 | 0 | 0 | 0 | 0 | 0 | 0 | 0 | 0 | 0 | 0 | 0 | 0 | 0 | 0 | 0 | 0 | 0
71 | 1 | 0 |  |  |  |  | 0 | #VALUE! | 0.91038 | 22 | 1.4023 | 1.4023 |  | 71 | H | H | H | H | H | 0.58664 | 0.65819 | 0.639 | 0.59022 | 0.53709 | 0.45336 | 0.20394 | 0.212 | 0.23833 | 0.26923 | 0.23833 | 0.212 | 0.20394 | 0.68048 | 0.81637 | 0.88384 | 0.91038 | 0.81142 | 0.49701 | 0.54139 | 0.59447 | 0.59157 | 0.58314 | 0.53281 | 0.49036 | 0.49532 | 0.2771 | 0.29097 | 0.30566 | 0.29097 | 0.2771 | 0.26603 | 0.25531 | 0.26603 | 0.73405 | 0.74466 | 0.7483 | 0.68149 | 0.62563 | 0.62351 | 0.61726 | 0.67069 | T | T | T | T | H | H | H | H | H | H | H | H | H | H | H | H | H | H | H | H | H | H | H | H | H | H | H | H | H | H | H | H | H | H | H | H | H | H | H | H | H | H | H | H | H | H | H | H | H | H | H | H | H | H | H | H | H | H | H | H | H | H | H | H | H | H | H | H | H | H | H | H | H | 71 | 0 | 0 | 0 | 0 | 0 | 45 | 40 | 41.2311 | 44.7214 | 49.2443 | 58.5235 | 75 | 72.111 | 64.0312 | 56.5685 | 64.0312 | 72.111 | 75 | 53.8516 | 44.7214 | 41.2311 | 40 | 45 | 60 | 55 | 50 | 50.2494 | 50.9902 | 55.9017 | 60.8276 | 60.208 | 78.1025 | 74.3303 | 70.7107 | 74.3303 | 78.1025 | 81.3941 | 84.8528 | 81.3941 | 50.9902 | 50.2494 | 50 | 55 | 60 | 60.208 | 60.8276 | 55.9017 | 0 | 0 | 0 | 0 | 0 | 0 | 0 | 0 | 0 | 0 | 0 | 0 | 0 | 0 | 0 | 0 | 0 | 0 | 0 | 0 | 0 | 0 | 0 | 0 | 0 | 0 | 0 | 0 | 0 | 0 | 0 | 0 | 0 | 0 | 0 | 0 | 0 | 0 | 0 | 0 | 0 | 0 | 0 | 0 | 0 | 0 | 0 | 0 | 0 | 0 | 0 | 0 | 0 | 0 | 0 | 0 | 0 | 0 | 0 | 0 | 0 | 0 | 0 | 0 | 0 | 0 | 0 | 0 | 0 | 0 | 0 | 0 | 0
72 | 1 | 0 |  |  |  |  | 0 | #VALUE! | 0.91038 | 22 | 1.4023 | 1.4023 |  | 72 | H | H | H | H | H | 0.58664 | 0.65819 | 0.639 | 0.59022 | 0.53709 | 0.45336 | 0.20394 | 0.212 | 0.23833 | 0.26923 | 0.23833 | 0.212 | 0.20394 | 0.68048 | 0.81637 | 0.88384 | 0.91038 | 0.81142 | 0.49701 | 0.54139 | 0.59447 | 0.59157 | 0.58314 | 0.53281 | 0.49036 | 0.49532 | 0.2771 | 0.29097 | 0.30566 | 0.29097 | 0.2771 | 0.26603 | 0.25531 | 0.26603 | 0.73405 | 0.74466 | 0.7483 | 0.68149 | 0.62563 | 0.62351 | 0.61726 | 0.67069 | T | T | T | T | H | H | H | H | H | H | H | H | H | H | H | H | H | H | H | H | H | H | H | H | H | H | H | H | H | H | H | H | H | H | H | H | H | H | H | H | H | H | H | H | H | H | H | H | H | H | H | H | H | H | H | H | H | H | H | H | H | H | H | H | H | H | H | H | H | H | H | H | H | 72 | 0 | 0 | 0 | 0 | 0 | 45 | 40 | 41.2311 | 44.7214 | 49.2443 | 58.5235 | 75 | 72.111 | 64.0312 | 56.5685 | 64.0312 | 72.111 | 75 | 53.8516 | 44.7214 | 41.2311 | 40 | 45 | 60 | 55 | 50 | 50.2494 | 50.9902 | 55.9017 | 60.8276 | 60.208 | 78.1025 | 74.3303 | 70.7107 | 74.3303 | 78.1025 | 81.3941 | 84.8528 | 81.3941 | 50.9902 | 50.2494 | 50 | 55 | 60 | 60.208 | 60.8276 | 55.9017 | 0 | 0 | 0 | 0 | 0 | 0 | 0 | 0 | 0 | 0 | 0 | 0 | 0 | 0 | 0 | 0 | 0 | 0 | 0 | 0 | 0 | 0 | 0 | 0 | 0 | 0 | 0 | 0 | 0 | 0 | 0 | 0 | 0 | 0 | 0 | 0 | 0 | 0 | 0 | 0 | 0 | 0 | 0 | 0 | 0 | 0 | 0 | 0 | 0 | 0 | 0 | 0 | 0 | 0 | 0 | 0 | 0 | 0 | 0 | 0 | 0 | 0 | 0 | 0 | 0 | 0 | 0 | 0 | 0 | 0 | 0 | 0 | 0
73 | 1 | 0 |  |  |  |  | 0 | #VALUE! | 0.91038 | 22 | 1.4023 | 1.4023 |  | 73 | H | H | H | H | H | 0.58664 | 0.65819 | 0.639 | 0.59022 | 0.53709 | 0.45336 | 0.20394 | 0.212 | 0.23833 | 0.26923 | 0.23833 | 0.212 | 0.20394 | 0.68048 | 0.81637 | 0.88384 | 0.91038 | 0.81142 | 0.49701 | 0.54139 | 0.59447 | 0.59157 | 0.58314 | 0.53281 | 0.49036 | 0.49532 | 0.2771 | 0.29097 | 0.30566 | 0.29097 | 0.2771 | 0.26603 | 0.25531 | 0.26603 | 0.73405 | 0.74466 | 0.7483 | 0.68149 | 0.62563 | 0.62351 | 0.61726 | 0.67069 | T | T | T | T | H | H | H | H | H | H | H | H | H | H | H | H | H | H | H | H | H | H | H | H | H | H | H | H | H | H | H | H | H | H | H | H | H | H | H | H | H | H | H | H | H | H | H | H | H | H | H | H | H | H | H | H | H | H | H | H | H | H | H | H | H | H | H | H | H | H | H | H | H | 73 | 0 | 0 | 0 | 0 | 0 | 45 | 40 | 41.2311 | 44.7214 | 49.2443 | 58.5235 | 75 | 72.111 | 64.0312 | 56.5685 | 64.0312 | 72.111 | 75 | 53.8516 | 44.7214 | 41.2311 | 40 | 45 | 60 | 55 | 50 | 50.2494 | 50.9902 | 55.9017 | 60.8276 | 60.208 | 78.1025 | 74.3303 | 70.7107 | 74.3303 | 78.1025 | 81.3941 | 84.8528 | 81.3941 | 50.9902 | 50.2494 | 50 | 55 | 60 | 60.208 | 60.8276 | 55.9017 | 0 | 0 | 0 | 0 | 0 | 0 | 0 | 0 | 0 | 0 | 0 | 0 | 0 | 0 | 0 | 0 | 0 | 0 | 0 | 0 | 0 | 0 | 0 | 0 | 0 | 0 | 0 | 0 | 0 | 0 | 0 | 0 | 0 | 0 | 0 | 0 | 0 | 0 | 0 | 0 | 0 | 0 | 0 | 0 | 0 | 0 | 0 | 0 | 0 | 0 | 0 | 0 | 0 | 0 | 0 | 0 | 0 | 0 | 0 | 0 | 0 | 0 | 0 | 0 | 0 | 0 | 0 | 0 | 0 | 0 | 0 | 0 | 0
74 | 1 | 0 |  |  |  |  | 0 | #VALUE! | 0.91038 | 22 | 1.4023 | 1.4023 |  | 74 | H | H | H | H | H | 0.58664 | 0.65819 | 0.639 | 0.59022 | 0.53709 | 0.45336 | 0.20394 | 0.212 | 0.23833 | 0.26923 | 0.23833 | 0.212 | 0.20394 | 0.68048 | 0.81637 | 0.88384 | 0.91038 | 0.81142 | 0.49701 | 0.54139 | 0.59447 | 0.59157 | 0.58314 | 0.53281 | 0.49036 | 0.49532 | 0.2771 | 0.29097 | 0.30566 | 0.29097 | 0.2771 | 0.26603 | 0.25531 | 0.26603 | 0.73405 | 0.74466 | 0.7483 | 0.68149 | 0.62563 | 0.62351 | 0.61726 | 0.67069 | T | T | T | T | H | H | H | H | H | H | H | H | H | H | H | H | H | H | H | H | H | H | H | H | H | H | H | H | H | H | H | H | H | H | H | H | H | H | H | H | H | H | H | H | H | H | H | H | H | H | H | H | H | H | H | H | H | H | H | H | H | H | H | H | H | H | H | H | H | H | H | H | H | 74 | 0 | 0 | 0 | 0 | 0 | 45 | 40 | 41.2311 | 44.7214 | 49.2443 | 58.5235 | 75 | 72.111 | 64.0312 | 56.5685 | 64.0312 | 72.111 | 75 | 53.8516 | 44.7214 | 41.2311 | 40 | 45 | 60 | 55 | 50 | 50.2494 | 50.9902 | 55.9017 | 60.8276 | 60.208 | 78.1025 | 74.3303 | 70.7107 | 74.3303 | 78.1025 | 81.3941 | 84.8528 | 81.3941 | 50.9902 | 50.2494 | 50 | 55 | 60 | 60.208 | 60.8276 | 55.9017 | 0 | 0 | 0 | 0 | 0 | 0 | 0 | 0 | 0 | 0 | 0 | 0 | 0 | 0 | 0 | 0 | 0 | 0 | 0 | 0 | 0 | 0 | 0 | 0 | 0 | 0 | 0 | 0 | 0 | 0 | 0 | 0 | 0 | 0 | 0 | 0 | 0 | 0 | 0 | 0 | 0 | 0 | 0 | 0 | 0 | 0 | 0 | 0 | 0 | 0 | 0 | 0 | 0 | 0 | 0 | 0 | 0 | 0 | 0 | 0 | 0 | 0 | 0 | 0 | 0 | 0 | 0 | 0 | 0 | 0 | 0 | 0 | 0
75 | 1 | 0 |  |  |  |  | 0 | #VALUE! | 0.91038 | 22 | 1.4023 | 1.4023 |  | 75 | H | H | H | H | H | 0.58664 | 0.65819 | 0.639 | 0.59022 | 0.53709 | 0.45336 | 0.20394 | 0.212 | 0.23833 | 0.26923 | 0.23833 | 0.212 | 0.20394 | 0.68048 | 0.81637 | 0.88384 | 0.91038 | 0.81142 | 0.49701 | 0.54139 | 0.59447 | 0.59157 | 0.58314 | 0.53281 | 0.49036 | 0.49532 | 0.2771 | 0.29097 | 0.30566 | 0.29097 | 0.2771 | 0.26603 | 0.25531 | 0.26603 | 0.73405 | 0.74466 | 0.7483 | 0.68149 | 0.62563 | 0.62351 | 0.61726 | 0.67069 | T | T | T | T | H | H | H | H | H | H | H | H | H | H | H | H | H | H | H | H | H | H | H | H | H | H | H | H | H | H | H | H | H | H | H | H | H | H | H | H | H | H | H | H | H | H | H | H | H | H | H | H | H | H | H | H | H | H | H | H | H | H | H | H | H | H | H | H | H | H | H | H | H | 75 | 0 | 0 | 0 | 0 | 0 | 45 | 40 | 41.2311 | 44.7214 | 49.2443 | 58.5235 | 75 | 72.111 | 64.0312 | 56.5685 | 64.0312 | 72.111 | 75 | 53.8516 | 44.7214 | 41.2311 | 40 | 45 | 60 | 55 | 50 | 50.2494 | 50.9902 | 55.9017 | 60.8276 | 60.208 | 78.1025 | 74.3303 | 70.7107 | 74.3303 | 78.1025 | 81.3941 | 84.8528 | 81.3941 | 50.9902 | 50.2494 | 50 | 55 | 60 | 60.208 | 60.8276 | 55.9017 | 0 | 0 | 0 | 0 | 0 | 0 | 0 | 0 | 0 | 0 | 0 | 0 | 0 | 0 | 0 | 0 | 0 | 0 | 0 | 0 | 0 | 0 | 0 | 0 | 0 | 0 | 0 | 0 | 0 | 0 | 0 | 0 | 0 | 0 | 0 | 0 | 0 | 0 | 0 | 0 | 0 | 0 | 0 | 0 | 0 | 0 | 0 | 0 | 0 | 0 | 0 | 0 | 0 | 0 | 0 | 0 | 0 | 0 | 0 | 0 | 0 | 0 | 0 | 0 | 0 | 0 | 0 | 0 | 0 | 0 | 0 | 0 | 0
76 | 1 | 0 |  |  |  |  | 0 | #VALUE! | 0.91038 | 22 | 1.4023 | 1.4023 |  | 76 | H | H | H | H | H | 0.58664 | 0.65819 | 0.639 | 0.59022 | 0.53709 | 0.45336 | 0.20394 | 0.212 | 0.23833 | 0.26923 | 0.23833 | 0.212 | 0.20394 | 0.68048 | 0.81637 | 0.88384 | 0.91038 | 0.81142 | 0.49701 | 0.54139 | 0.59447 | 0.59157 | 0.58314 | 0.53281 | 0.49036 | 0.49532 | 0.2771 | 0.29097 | 0.30566 | 0.29097 | 0.2771 | 0.26603 | 0.25531 | 0.26603 | 0.73405 | 0.74466 | 0.7483 | 0.68149 | 0.62563 | 0.62351 | 0.61726 | 0.67069 | T | T | T | T | H | H | H | H | H | H | H | H | H | H | H | H | H | H | H | H | H | H | H | H | H | H | H | H | H | H | H | H | H | H | H | H | H | H | H | H | H | H | H | H | H | H | H | H | H | H | H | H | H | H | H | H | H | H | H | H | H | H | H | H | H | H | H | H | H | H | H | H | H | 76 | 0 | 0 | 0 | 0 | 0 | 45 | 40 | 41.2311 | 44.7214 | 49.2443 | 58.5235 | 75 | 72.111 | 64.0312 | 56.5685 | 64.0312 | 72.111 | 75 | 53.8516 | 44.7214 | 41.2311 | 40 | 45 | 60 | 55 | 50 | 50.2494 | 50.9902 | 55.9017 | 60.8276 | 60.208 | 78.1025 | 74.3303 | 70.7107 | 74.3303 | 78.1025 | 81.3941 | 84.8528 | 81.3941 | 50.9902 | 50.2494 | 50 | 55 | 60 | 60.208 | 60.8276 | 55.9017 | 0 | 0 | 0 | 0 | 0 | 0 | 0 | 0 | 0 | 0 | 0 | 0 | 0 | 0 | 0 | 0 | 0 | 0 | 0 | 0 | 0 | 0 | 0 | 0 | 0 | 0 | 0 | 0 | 0 | 0 | 0 | 0 | 0 | 0 | 0 | 0 | 0 | 0 | 0 | 0 | 0 | 0 | 0 | 0 | 0 | 0 | 0 | 0 | 0 | 0 | 0 | 0 | 0 | 0 | 0 | 0 | 0 | 0 | 0 | 0 | 0 | 0 | 0 | 0 | 0 | 0 | 0 | 0 | 0 | 0 | 0 | 0 | 0
77 | 1 | 0 |  |  |  |  | 0 | #VALUE! | 0.91038 | 22 | 1.4023 | 1.4023 |  | 77 | H | H | H | H | H | 0.58664 | 0.65819 | 0.639 | 0.59022 | 0.53709 | 0.45336 | 0.20394 | 0.212 | 0.23833 | 0.26923 | 0.23833 | 0.212 | 0.20394 | 0.68048 | 0.81637 | 0.88384 | 0.91038 | 0.81142 | 0.49701 | 0.54139 | 0.59447 | 0.59157 | 0.58314 | 0.53281 | 0.49036 | 0.49532 | 0.2771 | 0.29097 | 0.30566 | 0.29097 | 0.2771 | 0.26603 | 0.25531 | 0.26603 | 0.73405 | 0.74466 | 0.7483 | 0.68149 | 0.62563 | 0.62351 | 0.61726 | 0.67069 | T | T | T | T | H | H | H | H | H | H | H | H | H | H | H | H | H | H | H | H | H | H | H | H | H | H | H | H | H | H | H | H | H | H | H | H | H | H | H | H | H | H | H | H | H | H | H | H | H | H | H | H | H | H | H | H | H | H | H | H | H | H | H | H | H | H | H | H | H | H | H | H | H | 77 | 0 | 0 | 0 | 0 | 0 | 45 | 40 | 41.2311 | 44.7214 | 49.2443 | 58.5235 | 75 | 72.111 | 64.0312 | 56.5685 | 64.0312 | 72.111 | 75 | 53.8516 | 44.7214 | 41.2311 | 40 | 45 | 60 | 55 | 50 | 50.2494 | 50.9902 | 55.9017 | 60.8276 | 60.208 | 78.1025 | 74.3303 | 70.7107 | 74.3303 | 78.1025 | 81.3941 | 84.8528 | 81.3941 | 50.9902 | 50.2494 | 50 | 55 | 60 | 60.208 | 60.8276 | 55.9017 | 0 | 0 | 0 | 0 | 0 | 0 | 0 | 0 | 0 | 0 | 0 | 0 | 0 | 0 | 0 | 0 | 0 | 0 | 0 | 0 | 0 | 0 | 0 | 0 | 0 | 0 | 0 | 0 | 0 | 0 | 0 | 0 | 0 | 0 | 0 | 0 | 0 | 0 | 0 | 0 | 0 | 0 | 0 | 0 | 0 | 0 | 0 | 0 | 0 | 0 | 0 | 0 | 0 | 0 | 0 | 0 | 0 | 0 | 0 | 0 | 0 | 0 | 0 | 0 | 0 | 0 | 0 | 0 | 0 | 0 | 0 | 0 | 0
78 | 1 | 0 |  |  |  |  | 0 | #VALUE! | 0.91038 | 22 | 1.4023 | 1.4023 |  | 78 | H | H | H | H | H | 0.58664 | 0.65819 | 0.639 | 0.59022 | 0.53709 | 0.45336 | 0.20394 | 0.212 | 0.23833 | 0.26923 | 0.23833 | 0.212 | 0.20394 | 0.68048 | 0.81637 | 0.88384 | 0.91038 | 0.81142 | 0.49701 | 0.54139 | 0.59447 | 0.59157 | 0.58314 | 0.53281 | 0.49036 | 0.49532 | 0.2771 | 0.29097 | 0.30566 | 0.29097 | 0.2771 | 0.26603 | 0.25531 | 0.26603 | 0.73405 | 0.74466 | 0.7483 | 0.68149 | 0.62563 | 0.62351 | 0.61726 | 0.67069 | T | T | T | T | H | H | H | H | H | H | H | H | H | H | H | H | H | H | H | H | H | H | H | H | H | H | H | H | H | H | H | H | H | H | H | H | H | H | H | H | H | H | H | H | H | H | H | H | H | H | H | H | H | H | H | H | H | H | H | H | H | H | H | H | H | H | H | H | H | H | H | H | H | 78 | 0 | 0 | 0 | 0 | 0 | 45 | 40 | 41.2311 | 44.7214 | 49.2443 | 58.5235 | 75 | 72.111 | 64.0312 | 56.5685 | 64.0312 | 72.111 | 75 | 53.8516 | 44.7214 | 41.2311 | 40 | 45 | 60 | 55 | 50 | 50.2494 | 50.9902 | 55.9017 | 60.8276 | 60.208 | 78.1025 | 74.3303 | 70.7107 | 74.3303 | 78.1025 | 81.3941 | 84.8528 | 81.3941 | 50.9902 | 50.2494 | 50 | 55 | 60 | 60.208 | 60.8276 | 55.9017 | 0 | 0 | 0 | 0 | 0 | 0 | 0 | 0 | 0 | 0 | 0 | 0 | 0 | 0 | 0 | 0 | 0 | 0 | 0 | 0 | 0 | 0 | 0 | 0 | 0 | 0 | 0 | 0 | 0 | 0 | 0 | 0 | 0 | 0 | 0 | 0 | 0 | 0 | 0 | 0 | 0 | 0 | 0 | 0 | 0 | 0 | 0 | 0 | 0 | 0 | 0 | 0 | 0 | 0 | 0 | 0 | 0 | 0 | 0 | 0 | 0 | 0 | 0 | 0 | 0 | 0 | 0 | 0 | 0 | 0 | 0 | 0 | 0
79 | 1 | 0 |  |  |  |  | 0 | #VALUE! | 0.91038 | 22 | 1.4023 | 1.4023 |  | 79 | H | H | H | H | H | 0.58664 | 0.65819 | 0.639 | 0.59022 | 0.53709 | 0.45336 | 0.20394 | 0.212 | 0.23833 | 0.26923 | 0.23833 | 0.212 | 0.20394 | 0.68048 | 0.81637 | 0.88384 | 0.91038 | 0.81142 | 0.49701 | 0.54139 | 0.59447 | 0.59157 | 0.58314 | 0.53281 | 0.49036 | 0.49532 | 0.2771 | 0.29097 | 0.30566 | 0.29097 | 0.2771 | 0.26603 | 0.25531 | 0.26603 | 0.73405 | 0.74466 | 0.7483 | 0.68149 | 0.62563 | 0.62351 | 0.61726 | 0.67069 | T | T | T | T | H | H | H | H | H | H | H | H | H | H | H | H | H | H | H | H | H | H | H | H | H | H | H | H | H | H | H | H | H | H | H | H | H | H | H | H | H | H | H | H | H | H | H | H | H | H | H | H | H | H | H | H | H | H | H | H | H | H | H | H | H | H | H | H | H | H | H | H | H | 79 | 0 | 0 | 0 | 0 | 0 | 45 | 40 | 41.2311 | 44.7214 | 49.2443 | 58.5235 | 75 | 72.111 | 64.0312 | 56.5685 | 64.0312 | 72.111 | 75 | 53.8516 | 44.7214 | 41.2311 | 40 | 45 | 60 | 55 | 50 | 50.2494 | 50.9902 | 55.9017 | 60.8276 | 60.208 | 78.1025 | 74.3303 | 70.7107 | 74.3303 | 78.1025 | 81.3941 | 84.8528 | 81.3941 | 50.9902 | 50.2494 | 50 | 55 | 60 | 60.208 | 60.8276 | 55.9017 | 0 | 0 | 0 | 0 | 0 | 0 | 0 | 0 | 0 | 0 | 0 | 0 | 0 | 0 | 0 | 0 | 0 | 0 | 0 | 0 | 0 | 0 | 0 | 0 | 0 | 0 | 0 | 0 | 0 | 0 | 0 | 0 | 0 | 0 | 0 | 0 | 0 | 0 | 0 | 0 | 0 | 0 | 0 | 0 | 0 | 0 | 0 | 0 | 0 | 0 | 0 | 0 | 0 | 0 | 0 | 0 | 0 | 0 | 0 | 0 | 0 | 0 | 0 | 0 | 0 | 0 | 0 | 0 | 0 | 0 | 0 | 0 | 0
80 | 1 | 0 |  |  |  |  | 0 | #VALUE! | 0.91038 | 22 | 1.4023 | 1.4023 |  | 80 | H | H | H | H | H | 0.58664 | 0.65819 | 0.639 | 0.59022 | 0.53709 | 0.45336 | 0.20394 | 0.212 | 0.23833 | 0.26923 | 0.23833 | 0.212 | 0.20394 | 0.68048 | 0.81637 | 0.88384 | 0.91038 | 0.81142 | 0.49701 | 0.54139 | 0.59447 | 0.59157 | 0.58314 | 0.53281 | 0.49036 | 0.49532 | 0.2771 | 0.29097 | 0.30566 | 0.29097 | 0.2771 | 0.26603 | 0.25531 | 0.26603 | 0.73405 | 0.74466 | 0.7483 | 0.68149 | 0.62563 | 0.62351 | 0.61726 | 0.67069 | T | T | T | T | H | H | H | H | H | H | H | H | H | H | H | H | H | H | H | H | H | H | H | H | H | H | H | H | H | H | H | H | H | H | H | H | H | H | H | H | H | H | H | H | H | H | H | H | H | H | H | H | H | H | H | H | H | H | H | H | H | H | H | H | H | H | H | H | H | H | H | H | H | 80 | 0 | 0 | 0 | 0 | 0 | 45 | 40 | 41.2311 | 44.7214 | 49.2443 | 58.5235 | 75 | 72.111 | 64.0312 | 56.5685 | 64.0312 | 72.111 | 75 | 53.8516 | 44.7214 | 41.2311 | 40 | 45 | 60 | 55 | 50 | 50.2494 | 50.9902 | 55.9017 | 60.8276 | 60.208 | 78.1025 | 74.3303 | 70.7107 | 74.3303 | 78.1025 | 81.3941 | 84.8528 | 81.3941 | 50.9902 | 50.2494 | 50 | 55 | 60 | 60.208 | 60.8276 | 55.9017 | 0 | 0 | 0 | 0 | 0 | 0 | 0 | 0 | 0 | 0 | 0 | 0 | 0 | 0 | 0 | 0 | 0 | 0 | 0 | 0 | 0 | 0 | 0 | 0 | 0 | 0 | 0 | 0 | 0 | 0 | 0 | 0 | 0 | 0 | 0 | 0 | 0 | 0 | 0 | 0 | 0 | 0 | 0 | 0 | 0 | 0 | 0 | 0 | 0 | 0 | 0 | 0 | 0 | 0 | 0 | 0 | 0 | 0 | 0 | 0 | 0 | 0 | 0 | 0 | 0 | 0 | 0 | 0 | 0 | 0 | 0 | 0 | 0
81 | 1 | 0 |  |  |  |  | 0 | #VALUE! | 0.91038 | 22 | 1.4023 | 1.4023 |  | 81 | H | H | H | H | H | 0.58664 | 0.65819 | 0.639 | 0.59022 | 0.53709 | 0.45336 | 0.20394 | 0.212 | 0.23833 | 0.26923 | 0.23833 | 0.212 | 0.20394 | 0.68048 | 0.81637 | 0.88384 | 0.91038 | 0.81142 | 0.49701 | 0.54139 | 0.59447 | 0.59157 | 0.58314 | 0.53281 | 0.49036 | 0.49532 | 0.2771 | 0.29097 | 0.30566 | 0.29097 | 0.2771 | 0.26603 | 0.25531 | 0.26603 | 0.73405 | 0.74466 | 0.7483 | 0.68149 | 0.62563 | 0.62351 | 0.61726 | 0.67069 | T | T | T | T | H | H | H | H | H | H | H | H | H | H | H | H | H | H | H | H | H | H | H | H | H | H | H | H | H | H | H | H | H | H | H | H | H | H | H | H | H | H | H | H | H | H | H | H | H | H | H | H | H | H | H | H | H | H | H | H | H | H | H | H | H | H | H | H | H | H | H | H | H | 81 | 0 | 0 | 0 | 0 | 0 | 45 | 40 | 41.2311 | 44.7214 | 49.2443 | 58.5235 | 75 | 72.111 | 64.0312 | 56.5685 | 64.0312 | 72.111 | 75 | 53.8516 | 44.7214 | 41.2311 | 40 | 45 | 60 | 55 | 50 | 50.2494 | 50.9902 | 55.9017 | 60.8276 | 60.208 | 78.1025 | 74.3303 | 70.7107 | 74.3303 | 78.1025 | 81.3941 | 84.8528 | 81.3941 | 50.9902 | 50.2494 | 50 | 55 | 60 | 60.208 | 60.8276 | 55.9017 | 0 | 0 | 0 | 0 | 0 | 0 | 0 | 0 | 0 | 0 | 0 | 0 | 0 | 0 | 0 | 0 | 0 | 0 | 0 | 0 | 0 | 0 | 0 | 0 | 0 | 0 | 0 | 0 | 0 | 0 | 0 | 0 | 0 | 0 | 0 | 0 | 0 | 0 | 0 | 0 | 0 | 0 | 0 | 0 | 0 | 0 | 0 | 0 | 0 | 0 | 0 | 0 | 0 | 0 | 0 | 0 | 0 | 0 | 0 | 0 | 0 | 0 | 0 | 0 | 0 | 0 | 0 | 0 | 0 | 0 | 0 | 0 | 0
82 | 1 | 0 |  |  |  |  | 0 | #VALUE! | 0.91038 | 22 | 1.4023 | 1.4023 |  | 82 | H | H | H | H | H | 0.58664 | 0.65819 | 0.639 | 0.59022 | 0.53709 | 0.45336 | 0.20394 | 0.212 | 0.23833 | 0.26923 | 0.23833 | 0.212 | 0.20394 | 0.68048 | 0.81637 | 0.88384 | 0.91038 | 0.81142 | 0.49701 | 0.54139 | 0.59447 | 0.59157 | 0.58314 | 0.53281 | 0.49036 | 0.49532 | 0.2771 | 0.29097 | 0.30566 | 0.29097 | 0.2771 | 0.26603 | 0.25531 | 0.26603 | 0.73405 | 0.74466 | 0.7483 | 0.68149 | 0.62563 | 0.62351 | 0.61726 | 0.67069 | T | T | T | T | H | H | H | H | H | H | H | H | H | H | H | H | H | H | H | H | H | H | H | H | H | H | H | H | H | H | H | H | H | H | H | H | H | H | H | H | H | H | H | H | H | H | H | H | H | H | H | H | H | H | H | H | H | H | H | H | H | H | H | H | H | H | H | H | H | H | H | H | H | 82 | 0 | 0 | 0 | 0 | 0 | 45 | 40 | 41.2311 | 44.7214 | 49.2443 | 58.5235 | 75 | 72.111 | 64.0312 | 56.5685 | 64.0312 | 72.111 | 75 | 53.8516 | 44.7214 | 41.2311 | 40 | 45 | 60 | 55 | 50 | 50.2494 | 50.9902 | 55.9017 | 60.8276 | 60.208 | 78.1025 | 74.3303 | 70.7107 | 74.3303 | 78.1025 | 81.3941 | 84.8528 | 81.3941 | 50.9902 | 50.2494 | 50 | 55 | 60 | 60.208 | 60.8276 | 55.9017 | 0 | 0 | 0 | 0 | 0 | 0 | 0 | 0 | 0 | 0 | 0 | 0 | 0 | 0 | 0 | 0 | 0 | 0 | 0 | 0 | 0 | 0 | 0 | 0 | 0 | 0 | 0 | 0 | 0 | 0 | 0 | 0 | 0 | 0 | 0 | 0 | 0 | 0 | 0 | 0 | 0 | 0 | 0 | 0 | 0 | 0 | 0 | 0 | 0 | 0 | 0 | 0 | 0 | 0 | 0 | 0 | 0 | 0 | 0 | 0 | 0 | 0 | 0 | 0 | 0 | 0 | 0 | 0 | 0 | 0 | 0 | 0 | 0
83 | 1 | 0 |  |  |  |  | 0 | #VALUE! | 0.91038 | 22 | 1.4023 | 1.4023 |  | 83 | H | H | H | H | H | 0.58664 | 0.65819 | 0.639 | 0.59022 | 0.53709 | 0.45336 | 0.20394 | 0.212 | 0.23833 | 0.26923 | 0.23833 | 0.212 | 0.20394 | 0.68048 | 0.81637 | 0.88384 | 0.91038 | 0.81142 | 0.49701 | 0.54139 | 0.59447 | 0.59157 | 0.58314 | 0.53281 | 0.49036 | 0.49532 | 0.2771 | 0.29097 | 0.30566 | 0.29097 | 0.2771 | 0.26603 | 0.25531 | 0.26603 | 0.73405 | 0.74466 | 0.7483 | 0.68149 | 0.62563 | 0.62351 | 0.61726 | 0.67069 | T | T | T | T | H | H | H | H | H | H | H | H | H | H | H | H | H | H | H | H | H | H | H | H | H | H | H | H | H | H | H | H | H | H | H | H | H | H | H | H | H | H | H | H | H | H | H | H | H | H | H | H | H | H | H | H | H | H | H | H | H | H | H | H | H | H | H | H | H | H | H | H | H | 83 | 0 | 0 | 0 | 0 | 0 | 45 | 40 | 41.2311 | 44.7214 | 49.2443 | 58.5235 | 75 | 72.111 | 64.0312 | 56.5685 | 64.0312 | 72.111 | 75 | 53.8516 | 44.7214 | 41.2311 | 40 | 45 | 60 | 55 | 50 | 50.2494 | 50.9902 | 55.9017 | 60.8276 | 60.208 | 78.1025 | 74.3303 | 70.7107 | 74.3303 | 78.1025 | 81.3941 | 84.8528 | 81.3941 | 50.9902 | 50.2494 | 50 | 55 | 60 | 60.208 | 60.8276 | 55.9017 | 0 | 0 | 0 | 0 | 0 | 0 | 0 | 0 | 0 | 0 | 0 | 0 | 0 | 0 | 0 | 0 | 0 | 0 | 0 | 0 | 0 | 0 | 0 | 0 | 0 | 0 | 0 | 0 | 0 | 0 | 0 | 0 | 0 | 0 | 0 | 0 | 0 | 0 | 0 | 0 | 0 | 0 | 0 | 0 | 0 | 0 | 0 | 0 | 0 | 0 | 0 | 0 | 0 | 0 | 0 | 0 | 0 | 0 | 0 | 0 | 0 | 0 | 0 | 0 | 0 | 0 | 0 | 0 | 0 | 0 | 0 | 0 | 0
84 | 1 | 0 |  |  |  |  | 0 | #VALUE! | 0.91038 | 22 | 1.4023 | 1.4023 |  | 84 | H | H | H | H | H | 0.58664 | 0.65819 | 0.639 | 0.59022 | 0.53709 | 0.45336 | 0.20394 | 0.212 | 0.23833 | 0.26923 | 0.23833 | 0.212 | 0.20394 | 0.68048 | 0.81637 | 0.88384 | 0.91038 | 0.81142 | 0.49701 | 0.54139 | 0.59447 | 0.59157 | 0.58314 | 0.53281 | 0.49036 | 0.49532 | 0.2771 | 0.29097 | 0.30566 | 0.29097 | 0.2771 | 0.26603 | 0.25531 | 0.26603 | 0.73405 | 0.74466 | 0.7483 | 0.68149 | 0.62563 | 0.62351 | 0.61726 | 0.67069 | T | T | T | T | H | H | H | H | H | H | H | H | H | H | H | H | H | H | H | H | H | H | H | H | H | H | H | H | H | H | H | H | H | H | H | H | H | H | H | H | H | H | H | H | H | H | H | H | H | H | H | H | H | H | H | H | H | H | H | H | H | H | H | H | H | H | H | H | H | H | H | H | H | 84 | 0 | 0 | 0 | 0 | 0 | 45 | 40 | 41.2311 | 44.7214 | 49.2443 | 58.5235 | 75 | 72.111 | 64.0312 | 56.5685 | 64.0312 | 72.111 | 75 | 53.8516 | 44.7214 | 41.2311 | 40 | 45 | 60 | 55 | 50 | 50.2494 | 50.9902 | 55.9017 | 60.8276 | 60.208 | 78.1025 | 74.3303 | 70.7107 | 74.3303 | 78.1025 | 81.3941 | 84.8528 | 81.3941 | 50.9902 | 50.2494 | 50 | 55 | 60 | 60.208 | 60.8276 | 55.9017 | 0 | 0 | 0 | 0 | 0 | 0 | 0 | 0 | 0 | 0 | 0 | 0 | 0 | 0 | 0 | 0 | 0 | 0 | 0 | 0 | 0 | 0 | 0 | 0 | 0 | 0 | 0 | 0 | 0 | 0 | 0 | 0 | 0 | 0 | 0 | 0 | 0 | 0 | 0 | 0 | 0 | 0 | 0 | 0 | 0 | 0 | 0 | 0 | 0 | 0 | 0 | 0 | 0 | 0 | 0 | 0 | 0 | 0 | 0 | 0 | 0 | 0 | 0 | 0 | 0 | 0 | 0 | 0 | 0 | 0 | 0 | 0 | 0
85 | 1 | 0 |  |  |  |  | 0 | #VALUE! | 0.91038 | 22 | 1.4023 | 1.4023 |  | 85 | H | H | H | H | H | 0.58664 | 0.65819 | 0.639 | 0.59022 | 0.53709 | 0.45336 | 0.20394 | 0.212 | 0.23833 | 0.26923 | 0.23833 | 0.212 | 0.20394 | 0.68048 | 0.81637 | 0.88384 | 0.91038 | 0.81142 | 0.49701 | 0.54139 | 0.59447 | 0.59157 | 0.58314 | 0.53281 | 0.49036 | 0.49532 | 0.2771 | 0.29097 | 0.30566 | 0.29097 | 0.2771 | 0.26603 | 0.25531 | 0.26603 | 0.73405 | 0.74466 | 0.7483 | 0.68149 | 0.62563 | 0.62351 | 0.61726 | 0.67069 | T | T | T | T | H | H | H | H | H | H | H | H | H | H | H | H | H | H | H | H | H | H | H | H | H | H | H | H | H | H | H | H | H | H | H | H | H | H | H | H | H | H | H | H | H | H | H | H | H | H | H | H | H | H | H | H | H | H | H | H | H | H | H | H | H | H | H | H | H | H | H | H | H | 85 | 0 | 0 | 0 | 0 | 0 | 45 | 40 | 41.2311 | 44.7214 | 49.2443 | 58.5235 | 75 | 72.111 | 64.0312 | 56.5685 | 64.0312 | 72.111 | 75 | 53.8516 | 44.7214 | 41.2311 | 40 | 45 | 60 | 55 | 50 | 50.2494 | 50.9902 | 55.9017 | 60.8276 | 60.208 | 78.1025 | 74.3303 | 70.7107 | 74.3303 | 78.1025 | 81.3941 | 84.8528 | 81.3941 | 50.9902 | 50.2494 | 50 | 55 | 60 | 60.208 | 60.8276 | 55.9017 | 0 | 0 | 0 | 0 | 0 | 0 | 0 | 0 | 0 | 0 | 0 | 0 | 0 | 0 | 0 | 0 | 0 | 0 | 0 | 0 | 0 | 0 | 0 | 0 | 0 | 0 | 0 | 0 | 0 | 0 | 0 | 0 | 0 | 0 | 0 | 0 | 0 | 0 | 0 | 0 | 0 | 0 | 0 | 0 | 0 | 0 | 0 | 0 | 0 | 0 | 0 | 0 | 0 | 0 | 0 | 0 | 0 | 0 | 0 | 0 | 0 | 0 | 0 | 0 | 0 | 0 | 0 | 0 | 0 | 0 | 0 | 0 | 0
86 | 1 | 0 |  |  |  |  | 0 | #VALUE! | 0.91038 | 22 | 1.4023 | 1.4023 |  | 86 | H | H | H | H | H | 0.58664 | 0.65819 | 0.639 | 0.59022 | 0.53709 | 0.45336 | 0.20394 | 0.212 | 0.23833 | 0.26923 | 0.23833 | 0.212 | 0.20394 | 0.68048 | 0.81637 | 0.88384 | 0.91038 | 0.81142 | 0.49701 | 0.54139 | 0.59447 | 0.59157 | 0.58314 | 0.53281 | 0.49036 | 0.49532 | 0.2771 | 0.29097 | 0.30566 | 0.29097 | 0.2771 | 0.26603 | 0.25531 | 0.26603 | 0.73405 | 0.74466 | 0.7483 | 0.68149 | 0.62563 | 0.62351 | 0.61726 | 0.67069 | T | T | T | T | H | H | H | H | H | H | H | H | H | H | H | H | H | H | H | H | H | H | H | H | H | H | H | H | H | H | H | H | H | H | H | H | H | H | H | H | H | H | H | H | H | H | H | H | H | H | H | H | H | H | H | H | H | H | H | H | H | H | H | H | H | H | H | H | H | H | H | H | H | 86 | 0 | 0 | 0 | 0 | 0 | 45 | 40 | 41.2311 | 44.7214 | 49.2443 | 58.5235 | 75 | 72.111 | 64.0312 | 56.5685 | 64.0312 | 72.111 | 75 | 53.8516 | 44.7214 | 41.2311 | 40 | 45 | 60 | 55 | 50 | 50.2494 | 50.9902 | 55.9017 | 60.8276 | 60.208 | 78.1025 | 74.3303 | 70.7107 | 74.3303 | 78.1025 | 81.3941 | 84.8528 | 81.3941 | 50.9902 | 50.2494 | 50 | 55 | 60 | 60.208 | 60.8276 | 55.9017 | 0 | 0 | 0 | 0 | 0 | 0 | 0 | 0 | 0 | 0 | 0 | 0 | 0 | 0 | 0 | 0 | 0 | 0 | 0 | 0 | 0 | 0 | 0 | 0 | 0 | 0 | 0 | 0 | 0 | 0 | 0 | 0 | 0 | 0 | 0 | 0 | 0 | 0 | 0 | 0 | 0 | 0 | 0 | 0 | 0 | 0 | 0 | 0 | 0 | 0 | 0 | 0 | 0 | 0 | 0 | 0 | 0 | 0 | 0 | 0 | 0 | 0 | 0 | 0 | 0 | 0 | 0 | 0 | 0 | 0 | 0 | 0 | 0
87 | 1 | 0 |  |  |  |  | 0 | #VALUE! | 0.91038 | 22 | 1.4023 | 1.4023 |  | 87 | H | H | H | H | H | 0.58664 | 0.65819 | 0.639 | 0.59022 | 0.53709 | 0.45336 | 0.20394 | 0.212 | 0.23833 | 0.26923 | 0.23833 | 0.212 | 0.20394 | 0.68048 | 0.81637 | 0.88384 | 0.91038 | 0.81142 | 0.49701 | 0.54139 | 0.59447 | 0.59157 | 0.58314 | 0.53281 | 0.49036 | 0.49532 | 0.2771 | 0.29097 | 0.30566 | 0.29097 | 0.2771 | 0.26603 | 0.25531 | 0.26603 | 0.73405 | 0.74466 | 0.7483 | 0.68149 | 0.62563 | 0.62351 | 0.61726 | 0.67069 | T | T | T | T | H | H | H | H | H | H | H | H | H | H | H | H | H | H | H | H | H | H | H | H | H | H | H | H | H | H | H | H | H | H | H | H | H | H | H | H | H | H | H | H | H | H | H | H | H | H | H | H | H | H | H | H | H | H | H | H | H | H | H | H | H | H | H | H | H | H | H | H | H | 87 | 0 | 0 | 0 | 0 | 0 | 45 | 40 | 41.2311 | 44.7214 | 49.2443 | 58.5235 | 75 | 72.111 | 64.0312 | 56.5685 | 64.0312 | 72.111 | 75 | 53.8516 | 44.7214 | 41.2311 | 40 | 45 | 60 | 55 | 50 | 50.2494 | 50.9902 | 55.9017 | 60.8276 | 60.208 | 78.1025 | 74.3303 | 70.7107 | 74.3303 | 78.1025 | 81.3941 | 84.8528 | 81.3941 | 50.9902 | 50.2494 | 50 | 55 | 60 | 60.208 | 60.8276 | 55.9017 | 0 | 0 | 0 | 0 | 0 | 0 | 0 | 0 | 0 | 0 | 0 | 0 | 0 | 0 | 0 | 0 | 0 | 0 | 0 | 0 | 0 | 0 | 0 | 0 | 0 | 0 | 0 | 0 | 0 | 0 | 0 | 0 | 0 | 0 | 0 | 0 | 0 | 0 | 0 | 0 | 0 | 0 | 0 | 0 | 0 | 0 | 0 | 0 | 0 | 0 | 0 | 0 | 0 | 0 | 0 | 0 | 0 | 0 | 0 | 0 | 0 | 0 | 0 | 0 | 0 | 0 | 0 | 0 | 0 | 0 | 0 | 0 | 0
88 | 1 | 0 |  |  |  |  | 0 | #VALUE! | 0.91038 | 22 | 1.4023 | 1.4023 |  | 88 | H | H | H | H | H | 0.58664 | 0.65819 | 0.639 | 0.59022 | 0.53709 | 0.45336 | 0.20394 | 0.212 | 0.23833 | 0.26923 | 0.23833 | 0.212 | 0.20394 | 0.68048 | 0.81637 | 0.88384 | 0.91038 | 0.81142 | 0.49701 | 0.54139 | 0.59447 | 0.59157 | 0.58314 | 0.53281 | 0.49036 | 0.49532 | 0.2771 | 0.29097 | 0.30566 | 0.29097 | 0.2771 | 0.26603 | 0.25531 | 0.26603 | 0.73405 | 0.74466 | 0.7483 | 0.68149 | 0.62563 | 0.62351 | 0.61726 | 0.67069 | T | T | T | T | H | H | H | H | H | H | H | H | H | H | H | H | H | H | H | H | H | H | H | H | H | H | H | H | H | H | H | H | H | H | H | H | H | H | H | H | H | H | H | H | H | H | H | H | H | H | H | H | H | H | H | H | H | H | H | H | H | H | H | H | H | H | H | H | H | H | H | H | H | 88 | 0 | 0 | 0 | 0 | 0 | 45 | 40 | 41.2311 | 44.7214 | 49.2443 | 58.5235 | 75 | 72.111 | 64.0312 | 56.5685 | 64.0312 | 72.111 | 75 | 53.8516 | 44.7214 | 41.2311 | 40 | 45 | 60 | 55 | 50 | 50.2494 | 50.9902 | 55.9017 | 60.8276 | 60.208 | 78.1025 | 74.3303 | 70.7107 | 74.3303 | 78.1025 | 81.3941 | 84.8528 | 81.3941 | 50.9902 | 50.2494 | 50 | 55 | 60 | 60.208 | 60.8276 | 55.9017 | 0 | 0 | 0 | 0 | 0 | 0 | 0 | 0 | 0 | 0 | 0 | 0 | 0 | 0 | 0 | 0 | 0 | 0 | 0 | 0 | 0 | 0 | 0 | 0 | 0 | 0 | 0 | 0 | 0 | 0 | 0 | 0 | 0 | 0 | 0 | 0 | 0 | 0 | 0 | 0 | 0 | 0 | 0 | 0 | 0 | 0 | 0 | 0 | 0 | 0 | 0 | 0 | 0 | 0 | 0 | 0 | 0 | 0 | 0 | 0 | 0 | 0 | 0 | 0 | 0 | 0 | 0 | 0 | 0 | 0 | 0 | 0 | 0
89 | 1 | 0 |  |  |  |  | 0 | #VALUE! | 0.91038 | 22 | 1.4023 | 1.4023 |  | 89 | H | H | H | H | H | 0.58664 | 0.65819 | 0.639 | 0.59022 | 0.53709 | 0.45336 | 0.20394 | 0.212 | 0.23833 | 0.26923 | 0.23833 | 0.212 | 0.20394 | 0.68048 | 0.81637 | 0.88384 | 0.91038 | 0.81142 | 0.49701 | 0.54139 | 0.59447 | 0.59157 | 0.58314 | 0.53281 | 0.49036 | 0.49532 | 0.2771 | 0.29097 | 0.30566 | 0.29097 | 0.2771 | 0.26603 | 0.25531 | 0.26603 | 0.73405 | 0.74466 | 0.7483 | 0.68149 | 0.62563 | 0.62351 | 0.61726 | 0.67069 | T | T | T | T | H | H | H | H | H | H | H | H | H | H | H | H | H | H | H | H | H | H | H | H | H | H | H | H | H | H | H | H | H | H | H | H | H | H | H | H | H | H | H | H | H | H | H | H | H | H | H | H | H | H | H | H | H | H | H | H | H | H | H | H | H | H | H | H | H | H | H | H | H | 89 | 0 | 0 | 0 | 0 | 0 | 45 | 40 | 41.2311 | 44.7214 | 49.2443 | 58.5235 | 75 | 72.111 | 64.0312 | 56.5685 | 64.0312 | 72.111 | 75 | 53.8516 | 44.7214 | 41.2311 | 40 | 45 | 60 | 55 | 50 | 50.2494 | 50.9902 | 55.9017 | 60.8276 | 60.208 | 78.1025 | 74.3303 | 70.7107 | 74.3303 | 78.1025 | 81.3941 | 84.8528 | 81.3941 | 50.9902 | 50.2494 | 50 | 55 | 60 | 60.208 | 60.8276 | 55.9017 | 0 | 0 | 0 | 0 | 0 | 0 | 0 | 0 | 0 | 0 | 0 | 0 | 0 | 0 | 0 | 0 | 0 | 0 | 0 | 0 | 0 | 0 | 0 | 0 | 0 | 0 | 0 | 0 | 0 | 0 | 0 | 0 | 0 | 0 | 0 | 0 | 0 | 0 | 0 | 0 | 0 | 0 | 0 | 0 | 0 | 0 | 0 | 0 | 0 | 0 | 0 | 0 | 0 | 0 | 0 | 0 | 0 | 0 | 0 | 0 | 0 | 0 | 0 | 0 | 0 | 0 | 0 | 0 | 0 | 0 | 0 | 0 | 0
90 | 1 | 0 |  |  |  |  | 0 | #VALUE! | 0.91038 | 22 | 1.4023 | 1.4023 |  | 90 | H | H | H | H | H | 0.58664 | 0.65819 | 0.639 | 0.59022 | 0.53709 | 0.45336 | 0.20394 | 0.212 | 0.23833 | 0.26923 | 0.23833 | 0.212 | 0.20394 | 0.68048 | 0.81637 | 0.88384 | 0.91038 | 0.81142 | 0.49701 | 0.54139 | 0.59447 | 0.59157 | 0.58314 | 0.53281 | 0.49036 | 0.49532 | 0.2771 | 0.29097 | 0.30566 | 0.29097 | 0.2771 | 0.26603 | 0.25531 | 0.26603 | 0.73405 | 0.74466 | 0.7483 | 0.68149 | 0.62563 | 0.62351 | 0.61726 | 0.67069 | T | T | T | T | H | H | H | H | H | H | H | H | H | H | H | H | H | H | H | H | H | H | H | H | H | H | H | H | H | H | H | H | H | H | H | H | H | H | H | H | H | H | H | H | H | H | H | H | H | H | H | H | H | H | H | H | H | H | H | H | H | H | H | H | H | H | H | H | H | H | H | H | H | 90 | 0 | 0 | 0 | 0 | 0 | 45 | 40 | 41.2311 | 44.7214 | 49.2443 | 58.5235 | 75 | 72.111 | 64.0312 | 56.5685 | 64.0312 | 72.111 | 75 | 53.8516 | 44.7214 | 41.2311 | 40 | 45 | 60 | 55 | 50 | 50.2494 | 50.9902 | 55.9017 | 60.8276 | 60.208 | 78.1025 | 74.3303 | 70.7107 | 74.3303 | 78.1025 | 81.3941 | 84.8528 | 81.3941 | 50.9902 | 50.2494 | 50 | 55 | 60 | 60.208 | 60.8276 | 55.9017 | 0 | 0 | 0 | 0 | 0 | 0 | 0 | 0 | 0 | 0 | 0 | 0 | 0 | 0 | 0 | 0 | 0 | 0 | 0 | 0 | 0 | 0 | 0 | 0 | 0 | 0 | 0 | 0 | 0 | 0 | 0 | 0 | 0 | 0 | 0 | 0 | 0 | 0 | 0 | 0 | 0 | 0 | 0 | 0 | 0 | 0 | 0 | 0 | 0 | 0 | 0 | 0 | 0 | 0 | 0 | 0 | 0 | 0 | 0 | 0 | 0 | 0 | 0 | 0 | 0 | 0 | 0 | 0 | 0 | 0 | 0 | 0 | 0
91 | 1 | 0 |  |  |  |  | 0 | #VALUE! | 0.91038 | 22 | 1.4023 | 1.4023 |  | 91 | H | H | H | H | H | 0.58664 | 0.65819 | 0.639 | 0.59022 | 0.53709 | 0.45336 | 0.20394 | 0.212 | 0.23833 | 0.26923 | 0.23833 | 0.212 | 0.20394 | 0.68048 | 0.81637 | 0.88384 | 0.91038 | 0.81142 | 0.49701 | 0.54139 | 0.59447 | 0.59157 | 0.58314 | 0.53281 | 0.49036 | 0.49532 | 0.2771 | 0.29097 | 0.30566 | 0.29097 | 0.2771 | 0.26603 | 0.25531 | 0.26603 | 0.73405 | 0.74466 | 0.7483 | 0.68149 | 0.62563 | 0.62351 | 0.61726 | 0.67069 | T | T | T | T | H | H | H | H | H | H | H | H | H | H | H | H | H | H | H | H | H | H | H | H | H | H | H | H | H | H | H | H | H | H | H | H | H | H | H | H | H | H | H | H | H | H | H | H | H | H | H | H | H | H | H | H | H | H | H | H | H | H | H | H | H | H | H | H | H | H | H | H | H | 91 | 0 | 0 | 0 | 0 | 0 | 45 | 40 | 41.2311 | 44.7214 | 49.2443 | 58.5235 | 75 | 72.111 | 64.0312 | 56.5685 | 64.0312 | 72.111 | 75 | 53.8516 | 44.7214 | 41.2311 | 40 | 45 | 60 | 55 | 50 | 50.2494 | 50.9902 | 55.9017 | 60.8276 | 60.208 | 78.1025 | 74.3303 | 70.7107 | 74.3303 | 78.1025 | 81.3941 | 84.8528 | 81.3941 | 50.9902 | 50.2494 | 50 | 55 | 60 | 60.208 | 60.8276 | 55.9017 | 0 | 0 | 0 | 0 | 0 | 0 | 0 | 0 | 0 | 0 | 0 | 0 | 0 | 0 | 0 | 0 | 0 | 0 | 0 | 0 | 0 | 0 | 0 | 0 | 0 | 0 | 0 | 0 | 0 | 0 | 0 | 0 | 0 | 0 | 0 | 0 | 0 | 0 | 0 | 0 | 0 | 0 | 0 | 0 | 0 | 0 | 0 | 0 | 0 | 0 | 0 | 0 | 0 | 0 | 0 | 0 | 0 | 0 | 0 | 0 | 0 | 0 | 0 | 0 | 0 | 0 | 0 | 0 | 0 | 0 | 0 | 0 | 0
92 | 1 | 0 |  |  |  |  | 0 | #VALUE! | 0.91038 | 22 | 1.4023 | 1.4023 |  | 92 | H | H | H | H | H | 0.58664 | 0.65819 | 0.639 | 0.59022 | 0.53709 | 0.45336 | 0.20394 | 0.212 | 0.23833 | 0.26923 | 0.23833 | 0.212 | 0.20394 | 0.68048 | 0.81637 | 0.88384 | 0.91038 | 0.81142 | 0.49701 | 0.54139 | 0.59447 | 0.59157 | 0.58314 | 0.53281 | 0.49036 | 0.49532 | 0.2771 | 0.29097 | 0.30566 | 0.29097 | 0.2771 | 0.26603 | 0.25531 | 0.26603 | 0.73405 | 0.74466 | 0.7483 | 0.68149 | 0.62563 | 0.62351 | 0.61726 | 0.67069 | T | T | T | T | H | H | H | H | H | H | H | H | H | H | H | H | H | H | H | H | H | H | H | H | H | H | H | H | H | H | H | H | H | H | H | H | H | H | H | H | H | H | H | H | H | H | H | H | H | H | H | H | H | H | H | H | H | H | H | H | H | H | H | H | H | H | H | H | H | H | H | H | H | 92 | 0 | 0 | 0 | 0 | 0 | 45 | 40 | 41.2311 | 44.7214 | 49.2443 | 58.5235 | 75 | 72.111 | 64.0312 | 56.5685 | 64.0312 | 72.111 | 75 | 53.8516 | 44.7214 | 41.2311 | 40 | 45 | 60 | 55 | 50 | 50.2494 | 50.9902 | 55.9017 | 60.8276 | 60.208 | 78.1025 | 74.3303 | 70.7107 | 74.3303 | 78.1025 | 81.3941 | 84.8528 | 81.3941 | 50.9902 | 50.2494 | 50 | 55 | 60 | 60.208 | 60.8276 | 55.9017 | 0 | 0 | 0 | 0 | 0 | 0 | 0 | 0 | 0 | 0 | 0 | 0 | 0 | 0 | 0 | 0 | 0 | 0 | 0 | 0 | 0 | 0 | 0 | 0 | 0 | 0 | 0 | 0 | 0 | 0 | 0 | 0 | 0 | 0 | 0 | 0 | 0 | 0 | 0 | 0 | 0 | 0 | 0 | 0 | 0 | 0 | 0 | 0 | 0 | 0 | 0 | 0 | 0 | 0 | 0 | 0 | 0 | 0 | 0 | 0 | 0 | 0 | 0 | 0 | 0 | 0 | 0 | 0 | 0 | 0 | 0 | 0 | 0
93 | 1 | 0 |  |  |  |  | 0 | #VALUE! | 0.91038 | 22 | 1.4023 | 1.4023 |  | 93 | H | H | H | H | H | 0.58664 | 0.65819 | 0.639 | 0.59022 | 0.53709 | 0.45336 | 0.20394 | 0.212 | 0.23833 | 0.26923 | 0.23833 | 0.212 | 0.20394 | 0.68048 | 0.81637 | 0.88384 | 0.91038 | 0.81142 | 0.49701 | 0.54139 | 0.59447 | 0.59157 | 0.58314 | 0.53281 | 0.49036 | 0.49532 | 0.2771 | 0.29097 | 0.30566 | 0.29097 | 0.2771 | 0.26603 | 0.25531 | 0.26603 | 0.73405 | 0.74466 | 0.7483 | 0.68149 | 0.62563 | 0.62351 | 0.61726 | 0.67069 | T | T | T | T | H | H | H | H | H | H | H | H | H | H | H | H | H | H | H | H | H | H | H | H | H | H | H | H | H | H | H | H | H | H | H | H | H | H | H | H | H | H | H | H | H | H | H | H | H | H | H | H | H | H | H | H | H | H | H | H | H | H | H | H | H | H | H | H | H | H | H | H | H | 93 | 0 | 0 | 0 | 0 | 0 | 45 | 40 | 41.2311 | 44.7214 | 49.2443 | 58.5235 | 75 | 72.111 | 64.0312 | 56.5685 | 64.0312 | 72.111 | 75 | 53.8516 | 44.7214 | 41.2311 | 40 | 45 | 60 | 55 | 50 | 50.2494 | 50.9902 | 55.9017 | 60.8276 | 60.208 | 78.1025 | 74.3303 | 70.7107 | 74.3303 | 78.1025 | 81.3941 | 84.8528 | 81.3941 | 50.9902 | 50.2494 | 50 | 55 | 60 | 60.208 | 60.8276 | 55.9017 | 0 | 0 | 0 | 0 | 0 | 0 | 0 | 0 | 0 | 0 | 0 | 0 | 0 | 0 | 0 | 0 | 0 | 0 | 0 | 0 | 0 | 0 | 0 | 0 | 0 | 0 | 0 | 0 | 0 | 0 | 0 | 0 | 0 | 0 | 0 | 0 | 0 | 0 | 0 | 0 | 0 | 0 | 0 | 0 | 0 | 0 | 0 | 0 | 0 | 0 | 0 | 0 | 0 | 0 | 0 | 0 | 0 | 0 | 0 | 0 | 0 | 0 | 0 | 0 | 0 | 0 | 0 | 0 | 0 | 0 | 0 | 0 | 0
94 | 1 | 0 |  |  |  |  | 0 | #VALUE! | 0.91038 | 22 | 1.4023 | 1.4023 |  | 94 | H | H | H | H | H | 0.58664 | 0.65819 | 0.639 | 0.59022 | 0.53709 | 0.45336 | 0.20394 | 0.212 | 0.23833 | 0.26923 | 0.23833 | 0.212 | 0.20394 | 0.68048 | 0.81637 | 0.88384 | 0.91038 | 0.81142 | 0.49701 | 0.54139 | 0.59447 | 0.59157 | 0.58314 | 0.53281 | 0.49036 | 0.49532 | 0.2771 | 0.29097 | 0.30566 | 0.29097 | 0.2771 | 0.26603 | 0.25531 | 0.26603 | 0.73405 | 0.74466 | 0.7483 | 0.68149 | 0.62563 | 0.62351 | 0.61726 | 0.67069 | T | T | T | T | H | H | H | H | H | H | H | H | H | H | H | H | H | H | H | H | H | H | H | H | H | H | H | H | H | H | H | H | H | H | H | H | H | H | H | H | H | H | H | H | H | H | H | H | H | H | H | H | H | H | H | H | H | H | H | H | H | H | H | H | H | H | H | H | H | H | H | H | H | 94 | 0 | 0 | 0 | 0 | 0 | 45 | 40 | 41.2311 | 44.7214 | 49.2443 | 58.5235 | 75 | 72.111 | 64.0312 | 56.5685 | 64.0312 | 72.111 | 75 | 53.8516 | 44.7214 | 41.2311 | 40 | 45 | 60 | 55 | 50 | 50.2494 | 50.9902 | 55.9017 | 60.8276 | 60.208 | 78.1025 | 74.3303 | 70.7107 | 74.3303 | 78.1025 | 81.3941 | 84.8528 | 81.3941 | 50.9902 | 50.2494 | 50 | 55 | 60 | 60.208 | 60.8276 | 55.9017 | 0 | 0 | 0 | 0 | 0 | 0 | 0 | 0 | 0 | 0 | 0 | 0 | 0 | 0 | 0 | 0 | 0 | 0 | 0 | 0 | 0 | 0 | 0 | 0 | 0 | 0 | 0 | 0 | 0 | 0 | 0 | 0 | 0 | 0 | 0 | 0 | 0 | 0 | 0 | 0 | 0 | 0 | 0 | 0 | 0 | 0 | 0 | 0 | 0 | 0 | 0 | 0 | 0 | 0 | 0 | 0 | 0 | 0 | 0 | 0 | 0 | 0 | 0 | 0 | 0 | 0 | 0 | 0 | 0 | 0 | 0 | 0 | 0
95 | 1 | 0 |  |  |  |  | 0 | #VALUE! | 0.91038 | 22 | 1.4023 | 1.4023 |  | 95 | H | H | H | H | H | 0.58664 | 0.65819 | 0.639 | 0.59022 | 0.53709 | 0.45336 | 0.20394 | 0.212 | 0.23833 | 0.26923 | 0.23833 | 0.212 | 0.20394 | 0.68048 | 0.81637 | 0.88384 | 0.91038 | 0.81142 | 0.49701 | 0.54139 | 0.59447 | 0.59157 | 0.58314 | 0.53281 | 0.49036 | 0.49532 | 0.2771 | 0.29097 | 0.30566 | 0.29097 | 0.2771 | 0.26603 | 0.25531 | 0.26603 | 0.73405 | 0.74466 | 0.7483 | 0.68149 | 0.62563 | 0.62351 | 0.61726 | 0.67069 | T | T | T | T | H | H | H | H | H | H | H | H | H | H | H | H | H | H | H | H | H | H | H | H | H | H | H | H | H | H | H | H | H | H | H | H | H | H | H | H | H | H | H | H | H | H | H | H | H | H | H | H | H | H | H | H | H | H | H | H | H | H | H | H | H | H | H | H | H | H | H | H | H | 95 | 0 | 0 | 0 | 0 | 0 | 45 | 40 | 41.2311 | 44.7214 | 49.2443 | 58.5235 | 75 | 72.111 | 64.0312 | 56.5685 | 64.0312 | 72.111 | 75 | 53.8516 | 44.7214 | 41.2311 | 40 | 45 | 60 | 55 | 50 | 50.2494 | 50.9902 | 55.9017 | 60.8276 | 60.208 | 78.1025 | 74.3303 | 70.7107 | 74.3303 | 78.1025 | 81.3941 | 84.8528 | 81.3941 | 50.9902 | 50.2494 | 50 | 55 | 60 | 60.208 | 60.8276 | 55.9017 | 0 | 0 | 0 | 0 | 0 | 0 | 0 | 0 | 0 | 0 | 0 | 0 | 0 | 0 | 0 | 0 | 0 | 0 | 0 | 0 | 0 | 0 | 0 | 0 | 0 | 0 | 0 | 0 | 0 | 0 | 0 | 0 | 0 | 0 | 0 | 0 | 0 | 0 | 0 | 0 | 0 | 0 | 0 | 0 | 0 | 0 | 0 | 0 | 0 | 0 | 0 | 0 | 0 | 0 | 0 | 0 | 0 | 0 | 0 | 0 | 0 | 0 | 0 | 0 | 0 | 0 | 0 | 0 | 0 | 0 | 0 | 0 | 0
96 | 1 | 0 |  |  |  |  | 0 | #VALUE! | 0.91038 | 22 | 1.4023 | 1.4023 |  | 96 | H | H | H | H | H | 0.58664 | 0.65819 | 0.639 | 0.59022 | 0.53709 | 0.45336 | 0.20394 | 0.212 | 0.23833 | 0.26923 | 0.23833 | 0.212 | 0.20394 | 0.68048 | 0.81637 | 0.88384 | 0.91038 | 0.81142 | 0.49701 | 0.54139 | 0.59447 | 0.59157 | 0.58314 | 0.53281 | 0.49036 | 0.49532 | 0.2771 | 0.29097 | 0.30566 | 0.29097 | 0.2771 | 0.26603 | 0.25531 | 0.26603 | 0.73405 | 0.74466 | 0.7483 | 0.68149 | 0.62563 | 0.62351 | 0.61726 | 0.67069 | T | T | T | T | H | H | H | H | H | H | H | H | H | H | H | H | H | H | H | H | H | H | H | H | H | H | H | H | H | H | H | H | H | H | H | H | H | H | H | H | H | H | H | H | H | H | H | H | H | H | H | H | H | H | H | H | H | H | H | H | H | H | H | H | H | H | H | H | H | H | H | H | H | 96 | 0 | 0 | 0 | 0 | 0 | 45 | 40 | 41.2311 | 44.7214 | 49.2443 | 58.5235 | 75 | 72.111 | 64.0312 | 56.5685 | 64.0312 | 72.111 | 75 | 53.8516 | 44.7214 | 41.2311 | 40 | 45 | 60 | 55 | 50 | 50.2494 | 50.9902 | 55.9017 | 60.8276 | 60.208 | 78.1025 | 74.3303 | 70.7107 | 74.3303 | 78.1025 | 81.3941 | 84.8528 | 81.3941 | 50.9902 | 50.2494 | 50 | 55 | 60 | 60.208 | 60.8276 | 55.9017 | 0 | 0 | 0 | 0 | 0 | 0 | 0 | 0 | 0 | 0 | 0 | 0 | 0 | 0 | 0 | 0 | 0 | 0 | 0 | 0 | 0 | 0 | 0 | 0 | 0 | 0 | 0 | 0 | 0 | 0 | 0 | 0 | 0 | 0 | 0 | 0 | 0 | 0 | 0 | 0 | 0 | 0 | 0 | 0 | 0 | 0 | 0 | 0 | 0 | 0 | 0 | 0 | 0 | 0 | 0 | 0 | 0 | 0 | 0 | 0 | 0 | 0 | 0 | 0 | 0 | 0 | 0 | 0 | 0 | 0 | 0 | 0 | 0
97 | 1 | 0 |  |  |  |  | 0 | #VALUE! | 0.91038 | 22 | 1.4023 | 1.4023 |  | 97 | H | H | H | H | H | 0.58664 | 0.65819 | 0.639 | 0.59022 | 0.53709 | 0.45336 | 0.20394 | 0.212 | 0.23833 | 0.26923 | 0.23833 | 0.212 | 0.20394 | 0.68048 | 0.81637 | 0.88384 | 0.91038 | 0.81142 | 0.49701 | 0.54139 | 0.59447 | 0.59157 | 0.58314 | 0.53281 | 0.49036 | 0.49532 | 0.2771 | 0.29097 | 0.30566 | 0.29097 | 0.2771 | 0.26603 | 0.25531 | 0.26603 | 0.73405 | 0.74466 | 0.7483 | 0.68149 | 0.62563 | 0.62351 | 0.61726 | 0.67069 | T | T | T | T | H | H | H | H | H | H | H | H | H | H | H | H | H | H | H | H | H | H | H | H | H | H | H | H | H | H | H | H | H | H | H | H | H | H | H | H | H | H | H | H | H | H | H | H | H | H | H | H | H | H | H | H | H | H | H | H | H | H | H | H | H | H | H | H | H | H | H | H | H | 97 | 0 | 0 | 0 | 0 | 0 | 45 | 40 | 41.2311 | 44.7214 | 49.2443 | 58.5235 | 75 | 72.111 | 64.0312 | 56.5685 | 64.0312 | 72.111 | 75 | 53.8516 | 44.7214 | 41.2311 | 40 | 45 | 60 | 55 | 50 | 50.2494 | 50.9902 | 55.9017 | 60.8276 | 60.208 | 78.1025 | 74.3303 | 70.7107 | 74.3303 | 78.1025 | 81.3941 | 84.8528 | 81.3941 | 50.9902 | 50.2494 | 50 | 55 | 60 | 60.208 | 60.8276 | 55.9017 | 0 | 0 | 0 | 0 | 0 | 0 | 0 | 0 | 0 | 0 | 0 | 0 | 0 | 0 | 0 | 0 | 0 | 0 | 0 | 0 | 0 | 0 | 0 | 0 | 0 | 0 | 0 | 0 | 0 | 0 | 0 | 0 | 0 | 0 | 0 | 0 | 0 | 0 | 0 | 0 | 0 | 0 | 0 | 0 | 0 | 0 | 0 | 0 | 0 | 0 | 0 | 0 | 0 | 0 | 0 | 0 | 0 | 0 | 0 | 0 | 0 | 0 | 0 | 0 | 0 | 0 | 0 | 0 | 0 | 0 | 0 | 0 | 0
98 | 1 | 0 |  |  |  |  | 0 | #VALUE! | 0.91038 | 22 | 1.4023 | 1.4023 |  | 98 | H | H | H | H | H | 0.58664 | 0.65819 | 0.639 | 0.59022 | 0.53709 | 0.45336 | 0.20394 | 0.212 | 0.23833 | 0.26923 | 0.23833 | 0.212 | 0.20394 | 0.68048 | 0.81637 | 0.88384 | 0.91038 | 0.81142 | 0.49701 | 0.54139 | 0.59447 | 0.59157 | 0.58314 | 0.53281 | 0.49036 | 0.49532 | 0.2771 | 0.29097 | 0.30566 | 0.29097 | 0.2771 | 0.26603 | 0.25531 | 0.26603 | 0.73405 | 0.74466 | 0.7483 | 0.68149 | 0.62563 | 0.62351 | 0.61726 | 0.67069 | T | T | T | T | H | H | H | H | H | H | H | H | H | H | H | H | H | H | H | H | H | H | H | H | H | H | H | H | H | H | H | H | H | H | H | H | H | H | H | H | H | H | H | H | H | H | H | H | H | H | H | H | H | H | H | H | H | H | H | H | H | H | H | H | H | H | H | H | H | H | H | H | H | 98 | 0 | 0 | 0 | 0 | 0 | 45 | 40 | 41.2311 | 44.7214 | 49.2443 | 58.5235 | 75 | 72.111 | 64.0312 | 56.5685 | 64.0312 | 72.111 | 75 | 53.8516 | 44.7214 | 41.2311 | 40 | 45 | 60 | 55 | 50 | 50.2494 | 50.9902 | 55.9017 | 60.8276 | 60.208 | 78.1025 | 74.3303 | 70.7107 | 74.3303 | 78.1025 | 81.3941 | 84.8528 | 81.3941 | 50.9902 | 50.2494 | 50 | 55 | 60 | 60.208 | 60.8276 | 55.9017 | 0 | 0 | 0 | 0 | 0 | 0 | 0 | 0 | 0 | 0 | 0 | 0 | 0 | 0 | 0 | 0 | 0 | 0 | 0 | 0 | 0 | 0 | 0 | 0 | 0 | 0 | 0 | 0 | 0 | 0 | 0 | 0 | 0 | 0 | 0 | 0 | 0 | 0 | 0 | 0 | 0 | 0 | 0 | 0 | 0 | 0 | 0 | 0 | 0 | 0 | 0 | 0 | 0 | 0 | 0 | 0 | 0 | 0 | 0 | 0 | 0 | 0 | 0 | 0 | 0 | 0 | 0 | 0 | 0 | 0 | 0 | 0 | 0
99 | 1 | 0 |  |  |  |  | 0 | #VALUE! | 0.91038 | 22 | 1.4023 | 1.4023 |  | 99 | H | H | H | H | H | 0.58664 | 0.65819 | 0.639 | 0.59022 | 0.53709 | 0.45336 | 0.20394 | 0.212 | 0.23833 | 0.26923 | 0.23833 | 0.212 | 0.20394 | 0.68048 | 0.81637 | 0.88384 | 0.91038 | 0.81142 | 0.49701 | 0.54139 | 0.59447 | 0.59157 | 0.58314 | 0.53281 | 0.49036 | 0.49532 | 0.2771 | 0.29097 | 0.30566 | 0.29097 | 0.2771 | 0.26603 | 0.25531 | 0.26603 | 0.73405 | 0.74466 | 0.7483 | 0.68149 | 0.62563 | 0.62351 | 0.61726 | 0.67069 | T | T | T | T | H | H | H | H | H | H | H | H | H | H | H | H | H | H | H | H | H | H | H | H | H | H | H | H | H | H | H | H | H | H | H | H | H | H | H | H | H | H | H | H | H | H | H | H | H | H | H | H | H | H | H | H | H | H | H | H | H | H | H | H | H | H | H | H | H | H | H | H | H | 99 | 0 | 0 | 0 | 0 | 0 | 45 | 40 | 41.2311 | 44.7214 | 49.2443 | 58.5235 | 75 | 72.111 | 64.0312 | 56.5685 | 64.0312 | 72.111 | 75 | 53.8516 | 44.7214 | 41.2311 | 40 | 45 | 60 | 55 | 50 | 50.2494 | 50.9902 | 55.9017 | 60.8276 | 60.208 | 78.1025 | 74.3303 | 70.7107 | 74.3303 | 78.1025 | 81.3941 | 84.8528 | 81.3941 | 50.9902 | 50.2494 | 50 | 55 | 60 | 60.208 | 60.8276 | 55.9017 | 0 | 0 | 0 | 0 | 0 | 0 | 0 | 0 | 0 | 0 | 0 | 0 | 0 | 0 | 0 | 0 | 0 | 0 | 0 | 0 | 0 | 0 | 0 | 0 | 0 | 0 | 0 | 0 | 0 | 0 | 0 | 0 | 0 | 0 | 0 | 0 | 0 | 0 | 0 | 0 | 0 | 0 | 0 | 0 | 0 | 0 | 0 | 0 | 0 | 0 | 0 | 0 | 0 | 0 | 0 | 0 | 0 | 0 | 0 | 0 | 0 | 0 | 0 | 0 | 0 | 0 | 0 | 0 | 0 | 0 | 0 | 0 | 0
100 | 1 | 0 |  |  |  |  | 0 | #VALUE! | 0.91038 | 22 | 1.4023 | 1.4023 |  | 100 | H | H | H | H | H | 0.58664 | 0.65819 | 0.639 | 0.59022 | 0.53709 | 0.45336 | 0.20394 | 0.212 | 0.23833 | 0.26923 | 0.23833 | 0.212 | 0.20394 | 0.68048 | 0.81637 | 0.88384 | 0.91038 | 0.81142 | 0.49701 | 0.54139 | 0.59447 | 0.59157 | 0.58314 | 0.53281 | 0.49036 | 0.49532 | 0.2771 | 0.29097 | 0.30566 | 0.29097 | 0.2771 | 0.26603 | 0.25531 | 0.26603 | 0.73405 | 0.74466 | 0.7483 | 0.68149 | 0.62563 | 0.62351 | 0.61726 | 0.67069 | T | T | T | T | H | H | H | H | H | H | H | H | H | H | H | H | H | H | H | H | H | H | H | H | H | H | H | H | H | H | H | H | H | H | H | H | H | H | H | H | H | H | H | H | H | H | H | H | H | H | H | H | H | H | H | H | H | H | H | H | H | H | H | H | H | H | H | H | H | H | H | H | H | 100 | 0 | 0 | 0 | 0 | 0 | 45 | 40 | 41.2311 | 44.7214 | 49.2443 | 58.5235 | 75 | 72.111 | 64.0312 | 56.5685 | 64.0312 | 72.111 | 75 | 53.8516 | 44.7214 | 41.2311 | 40 | 45 | 60 | 55 | 50 | 50.2494 | 50.9902 | 55.9017 | 60.8276 | 60.208 | 78.1025 | 74.3303 | 70.7107 | 74.3303 | 78.1025 | 81.3941 | 84.8528 | 81.3941 | 50.9902 | 50.2494 | 50 | 55 | 60 | 60.208 | 60.8276 | 55.9017 | 0 | 0 | 0 | 0 | 0 | 0 | 0 | 0 | 0 | 0 | 0 | 0 | 0 | 0 | 0 | 0 | 0 | 0 | 0 | 0 | 0 | 0 | 0 | 0 | 0 | 0 | 0 | 0 | 0 | 0 | 0 | 0 | 0 | 0 | 0 | 0 | 0 | 0 | 0 | 0 | 0 | 0 | 0 | 0 | 0 | 0 | 0 | 0 | 0 | 0 | 0 | 0 | 0 | 0 | 0 | 0 | 0 | 0 | 0 | 0 | 0 | 0 | 0 | 0 | 0 | 0 | 0 | 0 | 0 | 0 | 0 | 0 | 0
101 | 1 | 0 |  |  |  |  | 0 | #VALUE! | 0.91038 | 22 | 1.4023 | 1.4023 |  | 101 | H | H | H | H | H | 0.58664 | 0.65819 | 0.639 | 0.59022 | 0.53709 | 0.45336 | 0.20394 | 0.212 | 0.23833 | 0.26923 | 0.23833 | 0.212 | 0.20394 | 0.68048 | 0.81637 | 0.88384 | 0.91038 | 0.81142 | 0.49701 | 0.54139 | 0.59447 | 0.59157 | 0.58314 | 0.53281 | 0.49036 | 0.49532 | 0.2771 | 0.29097 | 0.30566 | 0.29097 | 0.2771 | 0.26603 | 0.25531 | 0.26603 | 0.73405 | 0.74466 | 0.7483 | 0.68149 | 0.62563 | 0.62351 | 0.61726 | 0.67069 | T | T | T | T | H | H | H | H | H | H | H | H | H | H | H | H | H | H | H | H | H | H | H | H | H | H | H | H | H | H | H | H | H | H | H | H | H | H | H | H | H | H | H | H | H | H | H | H | H | H | H | H | H | H | H | H | H | H | H | H | H | H | H | H | H | H | H | H | H | H | H | H | H | 101 | 0 | 0 | 0 | 0 | 0 | 45 | 40 | 41.2311 | 44.7214 | 49.2443 | 58.5235 | 75 | 72.111 | 64.0312 | 56.5685 | 64.0312 | 72.111 | 75 | 53.8516 | 44.7214 | 41.2311 | 40 | 45 | 60 | 55 | 50 | 50.2494 | 50.9902 | 55.9017 | 60.8276 | 60.208 | 78.1025 | 74.3303 | 70.7107 | 74.3303 | 78.1025 | 81.3941 | 84.8528 | 81.3941 | 50.9902 | 50.2494 | 50 | 55 | 60 | 60.208 | 60.8276 | 55.9017 | 0 | 0 | 0 | 0 | 0 | 0 | 0 | 0 | 0 | 0 | 0 | 0 | 0 | 0 | 0 | 0 | 0 | 0 | 0 | 0 | 0 | 0 | 0 | 0 | 0 | 0 | 0 | 0 | 0 | 0 | 0 | 0 | 0 | 0 | 0 | 0 | 0 | 0 | 0 | 0 | 0 | 0 | 0 | 0 | 0 | 0 | 0 | 0 | 0 | 0 | 0 | 0 | 0 | 0 | 0 | 0 | 0 | 0 | 0 | 0 | 0 | 0 | 0 | 0 | 0 | 0 | 0 | 0 | 0 | 0 | 0 | 0 | 0
102 | 1 | 0 |  |  |  |  | 0 | #VALUE! | 0.91038 | 22 | 1.4023 | 1.4023 |  | 102 | H | H | H | H | H | 0.58664 | 0.65819 | 0.639 | 0.59022 | 0.53709 | 0.45336 | 0.20394 | 0.212 | 0.23833 | 0.26923 | 0.23833 | 0.212 | 0.20394 | 0.68048 | 0.81637 | 0.88384 | 0.91038 | 0.81142 | 0.49701 | 0.54139 | 0.59447 | 0.59157 | 0.58314 | 0.53281 | 0.49036 | 0.49532 | 0.2771 | 0.29097 | 0.30566 | 0.29097 | 0.2771 | 0.26603 | 0.25531 | 0.26603 | 0.73405 | 0.74466 | 0.7483 | 0.68149 | 0.62563 | 0.62351 | 0.61726 | 0.67069 | T | T | T | T | H | H | H | H | H | H | H | H | H | H | H | H | H | H | H | H | H | H | H | H | H | H | H | H | H | H | H | H | H | H | H | H | H | H | H | H | H | H | H | H | H | H | H | H | H | H | H | H | H | H | H | H | H | H | H | H | H | H | H | H | H | H | H | H | H | H | H | H | H | 102 | 0 | 0 | 0 | 0 | 0 | 45 | 40 | 41.2311 | 44.7214 | 49.2443 | 58.5235 | 75 | 72.111 | 64.0312 | 56.5685 | 64.0312 | 72.111 | 75 | 53.8516 | 44.7214 | 41.2311 | 40 | 45 | 60 | 55 | 50 | 50.2494 | 50.9902 | 55.9017 | 60.8276 | 60.208 | 78.1025 | 74.3303 | 70.7107 | 74.3303 | 78.1025 | 81.3941 | 84.8528 | 81.3941 | 50.9902 | 50.2494 | 50 | 55 | 60 | 60.208 | 60.8276 | 55.9017 | 0 | 0 | 0 | 0 | 0 | 0 | 0 | 0 | 0 | 0 | 0 | 0 | 0 | 0 | 0 | 0 | 0 | 0 | 0 | 0 | 0 | 0 | 0 | 0 | 0 | 0 | 0 | 0 | 0 | 0 | 0 | 0 | 0 | 0 | 0 | 0 | 0 | 0 | 0 | 0 | 0 | 0 | 0 | 0 | 0 | 0 | 0 | 0 | 0 | 0 | 0 | 0 | 0 | 0 | 0 | 0 | 0 | 0 | 0 | 0 | 0 | 0 | 0 | 0 | 0 | 0 | 0 | 0 | 0 | 0 | 0 | 0 | 0
103 | 1 | 0 |  |  |  |  | 0 | #VALUE! | 0.91038 | 22 | 1.4023 | 1.4023 |  | 103 | H | H | H | H | H | 0.58664 | 0.65819 | 0.639 | 0.59022 | 0.53709 | 0.45336 | 0.20394 | 0.212 | 0.23833 | 0.26923 | 0.23833 | 0.212 | 0.20394 | 0.68048 | 0.81637 | 0.88384 | 0.91038 | 0.81142 | 0.49701 | 0.54139 | 0.59447 | 0.59157 | 0.58314 | 0.53281 | 0.49036 | 0.49532 | 0.2771 | 0.29097 | 0.30566 | 0.29097 | 0.2771 | 0.26603 | 0.25531 | 0.26603 | 0.73405 | 0.74466 | 0.7483 | 0.68149 | 0.62563 | 0.62351 | 0.61726 | 0.67069 | T | T | T | T | H | H | H | H | H | H | H | H | H | H | H | H | H | H | H | H | H | H | H | H | H | H | H | H | H | H | H | H | H | H | H | H | H | H | H | H | H | H | H | H | H | H | H | H | H | H | H | H | H | H | H | H | H | H | H | H | H | H | H | H | H | H | H | H | H | H | H | H | H | 103 | 0 | 0 | 0 | 0 | 0 | 45 | 40 | 41.2311 | 44.7214 | 49.2443 | 58.5235 | 75 | 72.111 | 64.0312 | 56.5685 | 64.0312 | 72.111 | 75 | 53.8516 | 44.7214 | 41.2311 | 40 | 45 | 60 | 55 | 50 | 50.2494 | 50.9902 | 55.9017 | 60.8276 | 60.208 | 78.1025 | 74.3303 | 70.7107 | 74.3303 | 78.1025 | 81.3941 | 84.8528 | 81.3941 | 50.9902 | 50.2494 | 50 | 55 | 60 | 60.208 | 60.8276 | 55.9017 | 0 | 0 | 0 | 0 | 0 | 0 | 0 | 0 | 0 | 0 | 0 | 0 | 0 | 0 | 0 | 0 | 0 | 0 | 0 | 0 | 0 | 0 | 0 | 0 | 0 | 0 | 0 | 0 | 0 | 0 | 0 | 0 | 0 | 0 | 0 | 0 | 0 | 0 | 0 | 0 | 0 | 0 | 0 | 0 | 0 | 0 | 0 | 0 | 0 | 0 | 0 | 0 | 0 | 0 | 0 | 0 | 0 | 0 | 0 | 0 | 0 | 0 | 0 | 0 | 0 | 0 | 0 | 0 | 0 | 0 | 0 | 0 | 0
104 | 1 | 0 |  |  |  |  | 0 | #VALUE! | 0.91038 | 22 | 1.4023 | 1.4023 |  | 104 | H | H | H | H | H | 0.58664 | 0.65819 | 0.639 | 0.59022 | 0.53709 | 0.45336 | 0.20394 | 0.212 | 0.23833 | 0.26923 | 0.23833 | 0.212 | 0.20394 | 0.68048 | 0.81637 | 0.88384 | 0.91038 | 0.81142 | 0.49701 | 0.54139 | 0.59447 | 0.59157 | 0.58314 | 0.53281 | 0.49036 | 0.49532 | 0.2771 | 0.29097 | 0.30566 | 0.29097 | 0.2771 | 0.26603 | 0.25531 | 0.26603 | 0.73405 | 0.74466 | 0.7483 | 0.68149 | 0.62563 | 0.62351 | 0.61726 | 0.67069 | T | T | T | T | H | H | H | H | H | H | H | H | H | H | H | H | H | H | H | H | H | H | H | H | H | H | H | H | H | H | H | H | H | H | H | H | H | H | H | H | H | H | H | H | H | H | H | H | H | H | H | H | H | H | H | H | H | H | H | H | H | H | H | H | H | H | H | H | H | H | H | H | H | 104 | 0 | 0 | 0 | 0 | 0 | 45 | 40 | 41.2311 | 44.7214 | 49.2443 | 58.5235 | 75 | 72.111 | 64.0312 | 56.5685 | 64.0312 | 72.111 | 75 | 53.8516 | 44.7214 | 41.2311 | 40 | 45 | 60 | 55 | 50 | 50.2494 | 50.9902 | 55.9017 | 60.8276 | 60.208 | 78.1025 | 74.3303 | 70.7107 | 74.3303 | 78.1025 | 81.3941 | 84.8528 | 81.3941 | 50.9902 | 50.2494 | 50 | 55 | 60 | 60.208 | 60.8276 | 55.9017 | 0 | 0 | 0 | 0 | 0 | 0 | 0 | 0 | 0 | 0 | 0 | 0 | 0 | 0 | 0 | 0 | 0 | 0 | 0 | 0 | 0 | 0 | 0 | 0 | 0 | 0 | 0 | 0 | 0 | 0 | 0 | 0 | 0 | 0 | 0 | 0 | 0 | 0 | 0 | 0 | 0 | 0 | 0 | 0 | 0 | 0 | 0 | 0 | 0 | 0 | 0 | 0 | 0 | 0 | 0 | 0 | 0 | 0 | 0 | 0 | 0 | 0 | 0 | 0 | 0 | 0 | 0 | 0 | 0 | 0 | 0 | 0 | 0
105 | 1 | 0 |  |  |  |  | 0 | #VALUE! | 0.91038 | 22 | 1.4023 | 1.4023 |  | 105 | H | H | H | H | H | 0.58664 | 0.65819 | 0.639 | 0.59022 | 0.53709 | 0.45336 | 0.20394 | 0.212 | 0.23833 | 0.26923 | 0.23833 | 0.212 | 0.20394 | 0.68048 | 0.81637 | 0.88384 | 0.91038 | 0.81142 | 0.49701 | 0.54139 | 0.59447 | 0.59157 | 0.58314 | 0.53281 | 0.49036 | 0.49532 | 0.2771 | 0.29097 | 0.30566 | 0.29097 | 0.2771 | 0.26603 | 0.25531 | 0.26603 | 0.73405 | 0.74466 | 0.7483 | 0.68149 | 0.62563 | 0.62351 | 0.61726 | 0.67069 | T | T | T | T | H | H | H | H | H | H | H | H | H | H | H | H | H | H | H | H | H | H | H | H | H | H | H | H | H | H | H | H | H | H | H | H | H | H | H | H | H | H | H | H | H | H | H | H | H | H | H | H | H | H | H | H | H | H | H | H | H | H | H | H | H | H | H | H | H | H | H | H | H | 105 | 0 | 0 | 0 | 0 | 0 | 45 | 40 | 41.2311 | 44.7214 | 49.2443 | 58.5235 | 75 | 72.111 | 64.0312 | 56.5685 | 64.0312 | 72.111 | 75 | 53.8516 | 44.7214 | 41.2311 | 40 | 45 | 60 | 55 | 50 | 50.2494 | 50.9902 | 55.9017 | 60.8276 | 60.208 | 78.1025 | 74.3303 | 70.7107 | 74.3303 | 78.1025 | 81.3941 | 84.8528 | 81.3941 | 50.9902 | 50.2494 | 50 | 55 | 60 | 60.208 | 60.8276 | 55.9017 | 0 | 0 | 0 | 0 | 0 | 0 | 0 | 0 | 0 | 0 | 0 | 0 | 0 | 0 | 0 | 0 | 0 | 0 | 0 | 0 | 0 | 0 | 0 | 0 | 0 | 0 | 0 | 0 | 0 | 0 | 0 | 0 | 0 | 0 | 0 | 0 | 0 | 0 | 0 | 0 | 0 | 0 | 0 | 0 | 0 | 0 | 0 | 0 | 0 | 0 | 0 | 0 | 0 | 0 | 0 | 0 | 0 | 0 | 0 | 0 | 0 | 0 | 0 | 0 | 0 | 0 | 0 | 0 | 0 | 0 | 0 | 0 | 0
106 | 1 | 0 |  |  |  |  | 0 | #VALUE! | 0.91038 | 22 | 1.4023 | 1.4023 |  | 106 | H | H | H | H | H | 0.58664 | 0.65819 | 0.639 | 0.59022 | 0.53709 | 0.45336 | 0.20394 | 0.212 | 0.23833 | 0.26923 | 0.23833 | 0.212 | 0.20394 | 0.68048 | 0.81637 | 0.88384 | 0.91038 | 0.81142 | 0.49701 | 0.54139 | 0.59447 | 0.59157 | 0.58314 | 0.53281 | 0.49036 | 0.49532 | 0.2771 | 0.29097 | 0.30566 | 0.29097 | 0.2771 | 0.26603 | 0.25531 | 0.26603 | 0.73405 | 0.74466 | 0.7483 | 0.68149 | 0.62563 | 0.62351 | 0.61726 | 0.67069 | T | T | T | T | H | H | H | H | H | H | H | H | H | H | H | H | H | H | H | H | H | H | H | H | H | H | H | H | H | H | H | H | H | H | H | H | H | H | H | H | H | H | H | H | H | H | H | H | H | H | H | H | H | H | H | H | H | H | H | H | H | H | H | H | H | H | H | H | H | H | H | H | H | 106 | 0 | 0 | 0 | 0 | 0 | 45 | 40 | 41.2311 | 44.7214 | 49.2443 | 58.5235 | 75 | 72.111 | 64.0312 | 56.5685 | 64.0312 | 72.111 | 75 | 53.8516 | 44.7214 | 41.2311 | 40 | 45 | 60 | 55 | 50 | 50.2494 | 50.9902 | 55.9017 | 60.8276 | 60.208 | 78.1025 | 74.3303 | 70.7107 | 74.3303 | 78.1025 | 81.3941 | 84.8528 | 81.3941 | 50.9902 | 50.2494 | 50 | 55 | 60 | 60.208 | 60.8276 | 55.9017 | 0 | 0 | 0 | 0 | 0 | 0 | 0 | 0 | 0 | 0 | 0 | 0 | 0 | 0 | 0 | 0 | 0 | 0 | 0 | 0 | 0 | 0 | 0 | 0 | 0 | 0 | 0 | 0 | 0 | 0 | 0 | 0 | 0 | 0 | 0 | 0 | 0 | 0 | 0 | 0 | 0 | 0 | 0 | 0 | 0 | 0 | 0 | 0 | 0 | 0 | 0 | 0 | 0 | 0 | 0 | 0 | 0 | 0 | 0 | 0 | 0 | 0 | 0 | 0 | 0 | 0 | 0 | 0 | 0 | 0 | 0 | 0 | 0
107 | 1 | 0 |  |  |  |  | 0 | #VALUE! | 0.91038 | 22 | 1.4023 | 1.4023 |  | 107 | H | H | H | H | H | 0.58664 | 0.65819 | 0.639 | 0.59022 | 0.53709 | 0.45336 | 0.20394 | 0.212 | 0.23833 | 0.26923 | 0.23833 | 0.212 | 0.20394 | 0.68048 | 0.81637 | 0.88384 | 0.91038 | 0.81142 | 0.49701 | 0.54139 | 0.59447 | 0.59157 | 0.58314 | 0.53281 | 0.49036 | 0.49532 | 0.2771 | 0.29097 | 0.30566 | 0.29097 | 0.2771 | 0.26603 | 0.25531 | 0.26603 | 0.73405 | 0.74466 | 0.7483 | 0.68149 | 0.62563 | 0.62351 | 0.61726 | 0.67069 | T | T | T | T | H | H | H | H | H | H | H | H | H | H | H | H | H | H | H | H | H | H | H | H | H | H | H | H | H | H | H | H | H | H | H | H | H | H | H | H | H | H | H | H | H | H | H | H | H | H | H | H | H | H | H | H | H | H | H | H | H | H | H | H | H | H | H | H | H | H | H | H | H | 107 | 0 | 0 | 0 | 0 | 0 | 45 | 40 | 41.2311 | 44.7214 | 49.2443 | 58.5235 | 75 | 72.111 | 64.0312 | 56.5685 | 64.0312 | 72.111 | 75 | 53.8516 | 44.7214 | 41.2311 | 40 | 45 | 60 | 55 | 50 | 50.2494 | 50.9902 | 55.9017 | 60.8276 | 60.208 | 78.1025 | 74.3303 | 70.7107 | 74.3303 | 78.1025 | 81.3941 | 84.8528 | 81.3941 | 50.9902 | 50.2494 | 50 | 55 | 60 | 60.208 | 60.8276 | 55.9017 | 0 | 0 | 0 | 0 | 0 | 0 | 0 | 0 | 0 | 0 | 0 | 0 | 0 | 0 | 0 | 0 | 0 | 0 | 0 | 0 | 0 | 0 | 0 | 0 | 0 | 0 | 0 | 0 | 0 | 0 | 0 | 0 | 0 | 0 | 0 | 0 | 0 | 0 | 0 | 0 | 0 | 0 | 0 | 0 | 0 | 0 | 0 | 0 | 0 | 0 | 0 | 0 | 0 | 0 | 0 | 0 | 0 | 0 | 0 | 0 | 0 | 0 | 0 | 0 | 0 | 0 | 0 | 0 | 0 | 0 | 0 | 0 | 0
108 | 1 | 0 |  |  |  |  | 0 | #VALUE! | 0.91038 | 22 | 1.4023 | 1.4023 |  | 108 | H | H | H | H | H | 0.58664 | 0.65819 | 0.639 | 0.59022 | 0.53709 | 0.45336 | 0.20394 | 0.212 | 0.23833 | 0.26923 | 0.23833 | 0.212 | 0.20394 | 0.68048 | 0.81637 | 0.88384 | 0.91038 | 0.81142 | 0.49701 | 0.54139 | 0.59447 | 0.59157 | 0.58314 | 0.53281 | 0.49036 | 0.49532 | 0.2771 | 0.29097 | 0.30566 | 0.29097 | 0.2771 | 0.26603 | 0.25531 | 0.26603 | 0.73405 | 0.74466 | 0.7483 | 0.68149 | 0.62563 | 0.62351 | 0.61726 | 0.67069 | T | T | T | T | H | H | H | H | H | H | H | H | H | H | H | H | H | H | H | H | H | H | H | H | H | H | H | H | H | H | H | H | H | H | H | H | H | H | H | H | H | H | H | H | H | H | H | H | H | H | H | H | H | H | H | H | H | H | H | H | H | H | H | H | H | H | H | H | H | H | H | H | H | 108 | 0 | 0 | 0 | 0 | 0 | 45 | 40 | 41.2311 | 44.7214 | 49.2443 | 58.5235 | 75 | 72.111 | 64.0312 | 56.5685 | 64.0312 | 72.111 | 75 | 53.8516 | 44.7214 | 41.2311 | 40 | 45 | 60 | 55 | 50 | 50.2494 | 50.9902 | 55.9017 | 60.8276 | 60.208 | 78.1025 | 74.3303 | 70.7107 | 74.3303 | 78.1025 | 81.3941 | 84.8528 | 81.3941 | 50.9902 | 50.2494 | 50 | 55 | 60 | 60.208 | 60.8276 | 55.9017 | 0 | 0 | 0 | 0 | 0 | 0 | 0 | 0 | 0 | 0 | 0 | 0 | 0 | 0 | 0 | 0 | 0 | 0 | 0 | 0 | 0 | 0 | 0 | 0 | 0 | 0 | 0 | 0 | 0 | 0 | 0 | 0 | 0 | 0 | 0 | 0 | 0 | 0 | 0 | 0 | 0 | 0 | 0 | 0 | 0 | 0 | 0 | 0 | 0 | 0 | 0 | 0 | 0 | 0 | 0 | 0 | 0 | 0 | 0 | 0 | 0 | 0 | 0 | 0 | 0 | 0 | 0 | 0 | 0 | 0 | 0 | 0 | 0
109 | 1 | 0 |  |  |  |  | 0 | #VALUE! | 0.91038 | 22 | 1.4023 | 1.4023 |  | 109 | H | H | H | H | H | 0.58664 | 0.65819 | 0.639 | 0.59022 | 0.53709 | 0.45336 | 0.20394 | 0.212 | 0.23833 | 0.26923 | 0.23833 | 0.212 | 0.20394 | 0.68048 | 0.81637 | 0.88384 | 0.91038 | 0.81142 | 0.49701 | 0.54139 | 0.59447 | 0.59157 | 0.58314 | 0.53281 | 0.49036 | 0.49532 | 0.2771 | 0.29097 | 0.30566 | 0.29097 | 0.2771 | 0.26603 | 0.25531 | 0.26603 | 0.73405 | 0.74466 | 0.7483 | 0.68149 | 0.62563 | 0.62351 | 0.61726 | 0.67069 | T | T | T | T | H | H | H | H | H | H | H | H | H | H | H | H | H | H | H | H | H | H | H | H | H | H | H | H | H | H | H | H | H | H | H | H | H | H | H | H | H | H | H | H | H | H | H | H | H | H | H | H | H | H | H | H | H | H | H | H | H | H | H | H | H | H | H | H | H | H | H | H | H | 109 | 0 | 0 | 0 | 0 | 0 | 45 | 40 | 41.2311 | 44.7214 | 49.2443 | 58.5235 | 75 | 72.111 | 64.0312 | 56.5685 | 64.0312 | 72.111 | 75 | 53.8516 | 44.7214 | 41.2311 | 40 | 45 | 60 | 55 | 50 | 50.2494 | 50.9902 | 55.9017 | 60.8276 | 60.208 | 78.1025 | 74.3303 | 70.7107 | 74.3303 | 78.1025 | 81.3941 | 84.8528 | 81.3941 | 50.9902 | 50.2494 | 50 | 55 | 60 | 60.208 | 60.8276 | 55.9017 | 0 | 0 | 0 | 0 | 0 | 0 | 0 | 0 | 0 | 0 | 0 | 0 | 0 | 0 | 0 | 0 | 0 | 0 | 0 | 0 | 0 | 0 | 0 | 0 | 0 | 0 | 0 | 0 | 0 | 0 | 0 | 0 | 0 | 0 | 0 | 0 | 0 | 0 | 0 | 0 | 0 | 0 | 0 | 0 | 0 | 0 | 0 | 0 | 0 | 0 | 0 | 0 | 0 | 0 | 0 | 0 | 0 | 0 | 0 | 0 | 0 | 0 | 0 | 0 | 0 | 0 | 0 | 0 | 0 | 0 | 0 | 0 | 0
110 | 1 | 0 |  |  |  |  | 0 | #VALUE! | 0.91038 | 22 | 1.4023 | 1.4023 |  | 110 | H | H | H | H | H | 0.58664 | 0.65819 | 0.639 | 0.59022 | 0.53709 | 0.45336 | 0.20394 | 0.212 | 0.23833 | 0.26923 | 0.23833 | 0.212 | 0.20394 | 0.68048 | 0.81637 | 0.88384 | 0.91038 | 0.81142 | 0.49701 | 0.54139 | 0.59447 | 0.59157 | 0.58314 | 0.53281 | 0.49036 | 0.49532 | 0.2771 | 0.29097 | 0.30566 | 0.29097 | 0.2771 | 0.26603 | 0.25531 | 0.26603 | 0.73405 | 0.74466 | 0.7483 | 0.68149 | 0.62563 | 0.62351 | 0.61726 | 0.67069 | T | T | T | T | H | H | H | H | H | H | H | H | H | H | H | H | H | H | H | H | H | H | H | H | H | H | H | H | H | H | H | H | H | H | H | H | H | H | H | H | H | H | H | H | H | H | H | H | H | H | H | H | H | H | H | H | H | H | H | H | H | H | H | H | H | H | H | H | H | H | H | H | H | 110 | 0 | 0 | 0 | 0 | 0 | 45 | 40 | 41.2311 | 44.7214 | 49.2443 | 58.5235 | 75 | 72.111 | 64.0312 | 56.5685 | 64.0312 | 72.111 | 75 | 53.8516 | 44.7214 | 41.2311 | 40 | 45 | 60 | 55 | 50 | 50.2494 | 50.9902 | 55.9017 | 60.8276 | 60.208 | 78.1025 | 74.3303 | 70.7107 | 74.3303 | 78.1025 | 81.3941 | 84.8528 | 81.3941 | 50.9902 | 50.2494 | 50 | 55 | 60 | 60.208 | 60.8276 | 55.9017 | 0 | 0 | 0 | 0 | 0 | 0 | 0 | 0 | 0 | 0 | 0 | 0 | 0 | 0 | 0 | 0 | 0 | 0 | 0 | 0 | 0 | 0 | 0 | 0 | 0 | 0 | 0 | 0 | 0 | 0 | 0 | 0 | 0 | 0 | 0 | 0 | 0 | 0 | 0 | 0 | 0 | 0 | 0 | 0 | 0 | 0 | 0 | 0 | 0 | 0 | 0 | 0 | 0 | 0 | 0 | 0 | 0 | 0 | 0 | 0 | 0 | 0 | 0 | 0 | 0 | 0 | 0 | 0 | 0 | 0 | 0 | 0 | 0
111 | 1 | 0 |  |  |  |  | 0 | #VALUE! | 0.91038 | 22 | 1.4023 | 1.4023 |  | 111 | H | H | H | H | H | 0.58664 | 0.65819 | 0.639 | 0.59022 | 0.53709 | 0.45336 | 0.20394 | 0.212 | 0.23833 | 0.26923 | 0.23833 | 0.212 | 0.20394 | 0.68048 | 0.81637 | 0.88384 | 0.91038 | 0.81142 | 0.49701 | 0.54139 | 0.59447 | 0.59157 | 0.58314 | 0.53281 | 0.49036 | 0.49532 | 0.2771 | 0.29097 | 0.30566 | 0.29097 | 0.2771 | 0.26603 | 0.25531 | 0.26603 | 0.73405 | 0.74466 | 0.7483 | 0.68149 | 0.62563 | 0.62351 | 0.61726 | 0.67069 | T | T | T | T | H | H | H | H | H | H | H | H | H | H | H | H | H | H | H | H | H | H | H | H | H | H | H | H | H | H | H | H | H | H | H | H | H | H | H | H | H | H | H | H | H | H | H | H | H | H | H | H | H | H | H | H | H | H | H | H | H | H | H | H | H | H | H | H | H | H | H | H | H | 111 | 0 | 0 | 0 | 0 | 0 | 45 | 40 | 41.2311 | 44.7214 | 49.2443 | 58.5235 | 75 | 72.111 | 64.0312 | 56.5685 | 64.0312 | 72.111 | 75 | 53.8516 | 44.7214 | 41.2311 | 40 | 45 | 60 | 55 | 50 | 50.2494 | 50.9902 | 55.9017 | 60.8276 | 60.208 | 78.1025 | 74.3303 | 70.7107 | 74.3303 | 78.1025 | 81.3941 | 84.8528 | 81.3941 | 50.9902 | 50.2494 | 50 | 55 | 60 | 60.208 | 60.8276 | 55.9017 | 0 | 0 | 0 | 0 | 0 | 0 | 0 | 0 | 0 | 0 | 0 | 0 | 0 | 0 | 0 | 0 | 0 | 0 | 0 | 0 | 0 | 0 | 0 | 0 | 0 | 0 | 0 | 0 | 0 | 0 | 0 | 0 | 0 | 0 | 0 | 0 | 0 | 0 | 0 | 0 | 0 | 0 | 0 | 0 | 0 | 0 | 0 | 0 | 0 | 0 | 0 | 0 | 0 | 0 | 0 | 0 | 0 | 0 | 0 | 0 | 0 | 0 | 0 | 0 | 0 | 0 | 0 | 0 | 0 | 0 | 0 | 0 | 0
112 | 1 | 0 |  |  |  |  | 0 | #VALUE! | 0.91038 | 22 | 1.4023 | 1.4023 |  | 112 | H | H | H | H | H | 0.58664 | 0.65819 | 0.639 | 0.59022 | 0.53709 | 0.45336 | 0.20394 | 0.212 | 0.23833 | 0.26923 | 0.23833 | 0.212 | 0.20394 | 0.68048 | 0.81637 | 0.88384 | 0.91038 | 0.81142 | 0.49701 | 0.54139 | 0.59447 | 0.59157 | 0.58314 | 0.53281 | 0.49036 | 0.49532 | 0.2771 | 0.29097 | 0.30566 | 0.29097 | 0.2771 | 0.26603 | 0.25531 | 0.26603 | 0.73405 | 0.74466 | 0.7483 | 0.68149 | 0.62563 | 0.62351 | 0.61726 | 0.67069 | T | T | T | T | H | H | H | H | H | H | H | H | H | H | H | H | H | H | H | H | H | H | H | H | H | H | H | H | H | H | H | H | H | H | H | H | H | H | H | H | H | H | H | H | H | H | H | H | H | H | H | H | H | H | H | H | H | H | H | H | H | H | H | H | H | H | H | H | H | H | H | H | H | 112 | 0 | 0 | 0 | 0 | 0 | 45 | 40 | 41.2311 | 44.7214 | 49.2443 | 58.5235 | 75 | 72.111 | 64.0312 | 56.5685 | 64.0312 | 72.111 | 75 | 53.8516 | 44.7214 | 41.2311 | 40 | 45 | 60 | 55 | 50 | 50.2494 | 50.9902 | 55.9017 | 60.8276 | 60.208 | 78.1025 | 74.3303 | 70.7107 | 74.3303 | 78.1025 | 81.3941 | 84.8528 | 81.3941 | 50.9902 | 50.2494 | 50 | 55 | 60 | 60.208 | 60.8276 | 55.9017 | 0 | 0 | 0 | 0 | 0 | 0 | 0 | 0 | 0 | 0 | 0 | 0 | 0 | 0 | 0 | 0 | 0 | 0 | 0 | 0 | 0 | 0 | 0 | 0 | 0 | 0 | 0 | 0 | 0 | 0 | 0 | 0 | 0 | 0 | 0 | 0 | 0 | 0 | 0 | 0 | 0 | 0 | 0 | 0 | 0 | 0 | 0 | 0 | 0 | 0 | 0 | 0 | 0 | 0 | 0 | 0 | 0 | 0 | 0 | 0 | 0 | 0 | 0 | 0 | 0 | 0 | 0 | 0 | 0 | 0 | 0 | 0 | 0
113 | 1 | 0 |  |  |  |  | 0 | #VALUE! | 0.91038 | 22 | 1.4023 | 1.4023 |  | 113 | H | H | H | H | H | 0.58664 | 0.65819 | 0.639 | 0.59022 | 0.53709 | 0.45336 | 0.20394 | 0.212 | 0.23833 | 0.26923 | 0.23833 | 0.212 | 0.20394 | 0.68048 | 0.81637 | 0.88384 | 0.91038 | 0.81142 | 0.49701 | 0.54139 | 0.59447 | 0.59157 | 0.58314 | 0.53281 | 0.49036 | 0.49532 | 0.2771 | 0.29097 | 0.30566 | 0.29097 | 0.2771 | 0.26603 | 0.25531 | 0.26603 | 0.73405 | 0.74466 | 0.7483 | 0.68149 | 0.62563 | 0.62351 | 0.61726 | 0.67069 | T | T | T | T | H | H | H | H | H | H | H | H | H | H | H | H | H | H | H | H | H | H | H | H | H | H | H | H | H | H | H | H | H | H | H | H | H | H | H | H | H | H | H | H | H | H | H | H | H | H | H | H | H | H | H | H | H | H | H | H | H | H | H | H | H | H | H | H | H | H | H | H | H | 113 | 0 | 0 | 0 | 0 | 0 | 45 | 40 | 41.2311 | 44.7214 | 49.2443 | 58.5235 | 75 | 72.111 | 64.0312 | 56.5685 | 64.0312 | 72.111 | 75 | 53.8516 | 44.7214 | 41.2311 | 40 | 45 | 60 | 55 | 50 | 50.2494 | 50.9902 | 55.9017 | 60.8276 | 60.208 | 78.1025 | 74.3303 | 70.7107 | 74.3303 | 78.1025 | 81.3941 | 84.8528 | 81.3941 | 50.9902 | 50.2494 | 50 | 55 | 60 | 60.208 | 60.8276 | 55.9017 | 0 | 0 | 0 | 0 | 0 | 0 | 0 | 0 | 0 | 0 | 0 | 0 | 0 | 0 | 0 | 0 | 0 | 0 | 0 | 0 | 0 | 0 | 0 | 0 | 0 | 0 | 0 | 0 | 0 | 0 | 0 | 0 | 0 | 0 | 0 | 0 | 0 | 0 | 0 | 0 | 0 | 0 | 0 | 0 | 0 | 0 | 0 | 0 | 0 | 0 | 0 | 0 | 0 | 0 | 0 | 0 | 0 | 0 | 0 | 0 | 0 | 0 | 0 | 0 | 0 | 0 | 0 | 0 | 0 | 0 | 0 | 0 | 0
114 | 1 | 0 |  |  |  |  | 0 | #VALUE! | 0.91038 | 22 | 1.4023 | 1.4023 |  | 114 | H | H | H | H | H | 0.58664 | 0.65819 | 0.639 | 0.59022 | 0.53709 | 0.45336 | 0.20394 | 0.212 | 0.23833 | 0.26923 | 0.23833 | 0.212 | 0.20394 | 0.68048 | 0.81637 | 0.88384 | 0.91038 | 0.81142 | 0.49701 | 0.54139 | 0.59447 | 0.59157 | 0.58314 | 0.53281 | 0.49036 | 0.49532 | 0.2771 | 0.29097 | 0.30566 | 0.29097 | 0.2771 | 0.26603 | 0.25531 | 0.26603 | 0.73405 | 0.74466 | 0.7483 | 0.68149 | 0.62563 | 0.62351 | 0.61726 | 0.67069 | T | T | T | T | H | H | H | H | H | H | H | H | H | H | H | H | H | H | H | H | H | H | H | H | H | H | H | H | H | H | H | H | H | H | H | H | H | H | H | H | H | H | H | H | H | H | H | H | H | H | H | H | H | H | H | H | H | H | H | H | H | H | H | H | H | H | H | H | H | H | H | H | H | 114 | 0 | 0 | 0 | 0 | 0 | 45 | 40 | 41.2311 | 44.7214 | 49.2443 | 58.5235 | 75 | 72.111 | 64.0312 | 56.5685 | 64.0312 | 72.111 | 75 | 53.8516 | 44.7214 | 41.2311 | 40 | 45 | 60 | 55 | 50 | 50.2494 | 50.9902 | 55.9017 | 60.8276 | 60.208 | 78.1025 | 74.3303 | 70.7107 | 74.3303 | 78.1025 | 81.3941 | 84.8528 | 81.3941 | 50.9902 | 50.2494 | 50 | 55 | 60 | 60.208 | 60.8276 | 55.9017 | 0 | 0 | 0 | 0 | 0 | 0 | 0 | 0 | 0 | 0 | 0 | 0 | 0 | 0 | 0 | 0 | 0 | 0 | 0 | 0 | 0 | 0 | 0 | 0 | 0 | 0 | 0 | 0 | 0 | 0 | 0 | 0 | 0 | 0 | 0 | 0 | 0 | 0 | 0 | 0 | 0 | 0 | 0 | 0 | 0 | 0 | 0 | 0 | 0 | 0 | 0 | 0 | 0 | 0 | 0 | 0 | 0 | 0 | 0 | 0 | 0 | 0 | 0 | 0 | 0 | 0 | 0 | 0 | 0 | 0 | 0 | 0 | 0
115 | 1 | 0 |  |  |  |  | 0 | #VALUE! | 0.91038 | 22 | 1.4023 | 1.4023 |  | 115 | H | H | H | H | H | 0.58664 | 0.65819 | 0.639 | 0.59022 | 0.53709 | 0.45336 | 0.20394 | 0.212 | 0.23833 | 0.26923 | 0.23833 | 0.212 | 0.20394 | 0.68048 | 0.81637 | 0.88384 | 0.91038 | 0.81142 | 0.49701 | 0.54139 | 0.59447 | 0.59157 | 0.58314 | 0.53281 | 0.49036 | 0.49532 | 0.2771 | 0.29097 | 0.30566 | 0.29097 | 0.2771 | 0.26603 | 0.25531 | 0.26603 | 0.73405 | 0.74466 | 0.7483 | 0.68149 | 0.62563 | 0.62351 | 0.61726 | 0.67069 | T | T | T | T | H | H | H | H | H | H | H | H | H | H | H | H | H | H | H | H | H | H | H | H | H | H | H | H | H | H | H | H | H | H | H | H | H | H | H | H | H | H | H | H | H | H | H | H | H | H | H | H | H | H | H | H | H | H | H | H | H | H | H | H | H | H | H | H | H | H | H | H | H | 115 | 0 | 0 | 0 | 0 | 0 | 45 | 40 | 41.2311 | 44.7214 | 49.2443 | 58.5235 | 75 | 72.111 | 64.0312 | 56.5685 | 64.0312 | 72.111 | 75 | 53.8516 | 44.7214 | 41.2311 | 40 | 45 | 60 | 55 | 50 | 50.2494 | 50.9902 | 55.9017 | 60.8276 | 60.208 | 78.1025 | 74.3303 | 70.7107 | 74.3303 | 78.1025 | 81.3941 | 84.8528 | 81.3941 | 50.9902 | 50.2494 | 50 | 55 | 60 | 60.208 | 60.8276 | 55.9017 | 0 | 0 | 0 | 0 | 0 | 0 | 0 | 0 | 0 | 0 | 0 | 0 | 0 | 0 | 0 | 0 | 0 | 0 | 0 | 0 | 0 | 0 | 0 | 0 | 0 | 0 | 0 | 0 | 0 | 0 | 0 | 0 | 0 | 0 | 0 | 0 | 0 | 0 | 0 | 0 | 0 | 0 | 0 | 0 | 0 | 0 | 0 | 0 | 0 | 0 | 0 | 0 | 0 | 0 | 0 | 0 | 0 | 0 | 0 | 0 | 0 | 0 | 0 | 0 | 0 | 0 | 0 | 0 | 0 | 0 | 0 | 0 | 0
116 | 1 | 0 |  |  |  |  | 0 | #VALUE! | 0.91038 | 22 | 1.4023 | 1.4023 |  | 116 | H | H | H | H | H | 0.58664 | 0.65819 | 0.639 | 0.59022 | 0.53709 | 0.45336 | 0.20394 | 0.212 | 0.23833 | 0.26923 | 0.23833 | 0.212 | 0.20394 | 0.68048 | 0.81637 | 0.88384 | 0.91038 | 0.81142 | 0.49701 | 0.54139 | 0.59447 | 0.59157 | 0.58314 | 0.53281 | 0.49036 | 0.49532 | 0.2771 | 0.29097 | 0.30566 | 0.29097 | 0.2771 | 0.26603 | 0.25531 | 0.26603 | 0.73405 | 0.74466 | 0.7483 | 0.68149 | 0.62563 | 0.62351 | 0.61726 | 0.67069 | T | T | T | T | H | H | H | H | H | H | H | H | H | H | H | H | H | H | H | H | H | H | H | H | H | H | H | H | H | H | H | H | H | H | H | H | H | H | H | H | H | H | H | H | H | H | H | H | H | H | H | H | H | H | H | H | H | H | H | H | H | H | H | H | H | H | H | H | H | H | H | H | H | 116 | 0 | 0 | 0 | 0 | 0 | 45 | 40 | 41.2311 | 44.7214 | 49.2443 | 58.5235 | 75 | 72.111 | 64.0312 | 56.5685 | 64.0312 | 72.111 | 75 | 53.8516 | 44.7214 | 41.2311 | 40 | 45 | 60 | 55 | 50 | 50.2494 | 50.9902 | 55.9017 | 60.8276 | 60.208 | 78.1025 | 74.3303 | 70.7107 | 74.3303 | 78.1025 | 81.3941 | 84.8528 | 81.3941 | 50.9902 | 50.2494 | 50 | 55 | 60 | 60.208 | 60.8276 | 55.9017 | 0 | 0 | 0 | 0 | 0 | 0 | 0 | 0 | 0 | 0 | 0 | 0 | 0 | 0 | 0 | 0 | 0 | 0 | 0 | 0 | 0 | 0 | 0 | 0 | 0 | 0 | 0 | 0 | 0 | 0 | 0 | 0 | 0 | 0 | 0 | 0 | 0 | 0 | 0 | 0 | 0 | 0 | 0 | 0 | 0 | 0 | 0 | 0 | 0 | 0 | 0 | 0 | 0 | 0 | 0 | 0 | 0 | 0 | 0 | 0 | 0 | 0 | 0 | 0 | 0 | 0 | 0 | 0 | 0 | 0 | 0 | 0 | 0
117 | 1 | 0 |  |  |  |  | 0 | #VALUE! | 0.91038 | 22 | 1.4023 | 1.4023 |  | 117 | H | H | H | H | H | 0.58664 | 0.65819 | 0.639 | 0.59022 | 0.53709 | 0.45336 | 0.20394 | 0.212 | 0.23833 | 0.26923 | 0.23833 | 0.212 | 0.20394 | 0.68048 | 0.81637 | 0.88384 | 0.91038 | 0.81142 | 0.49701 | 0.54139 | 0.59447 | 0.59157 | 0.58314 | 0.53281 | 0.49036 | 0.49532 | 0.2771 | 0.29097 | 0.30566 | 0.29097 | 0.2771 | 0.26603 | 0.25531 | 0.26603 | 0.73405 | 0.74466 | 0.7483 | 0.68149 | 0.62563 | 0.62351 | 0.61726 | 0.67069 | T | T | T | T | H | H | H | H | H | H | H | H | H | H | H | H | H | H | H | H | H | H | H | H | H | H | H | H | H | H | H | H | H | H | H | H | H | H | H | H | H | H | H | H | H | H | H | H | H | H | H | H | H | H | H | H | H | H | H | H | H | H | H | H | H | H | H | H | H | H | H | H | H | 117 | 0 | 0 | 0 | 0 | 0 | 45 | 40 | 41.2311 | 44.7214 | 49.2443 | 58.5235 | 75 | 72.111 | 64.0312 | 56.5685 | 64.0312 | 72.111 | 75 | 53.8516 | 44.7214 | 41.2311 | 40 | 45 | 60 | 55 | 50 | 50.2494 | 50.9902 | 55.9017 | 60.8276 | 60.208 | 78.1025 | 74.3303 | 70.7107 | 74.3303 | 78.1025 | 81.3941 | 84.8528 | 81.3941 | 50.9902 | 50.2494 | 50 | 55 | 60 | 60.208 | 60.8276 | 55.9017 | 0 | 0 | 0 | 0 | 0 | 0 | 0 | 0 | 0 | 0 | 0 | 0 | 0 | 0 | 0 | 0 | 0 | 0 | 0 | 0 | 0 | 0 | 0 | 0 | 0 | 0 | 0 | 0 | 0 | 0 | 0 | 0 | 0 | 0 | 0 | 0 | 0 | 0 | 0 | 0 | 0 | 0 | 0 | 0 | 0 | 0 | 0 | 0 | 0 | 0 | 0 | 0 | 0 | 0 | 0 | 0 | 0 | 0 | 0 | 0 | 0 | 0 | 0 | 0 | 0 | 0 | 0 | 0 | 0 | 0 | 0 | 0 | 0
118 | 1 | 0 |  |  |  |  | 0 | #VALUE! | 0.91038 | 22 | 1.4023 | 1.4023 |  | 118 | H | H | H | H | H | 0.58664 | 0.65819 | 0.639 | 0.59022 | 0.53709 | 0.45336 | 0.20394 | 0.212 | 0.23833 | 0.26923 | 0.23833 | 0.212 | 0.20394 | 0.68048 | 0.81637 | 0.88384 | 0.91038 | 0.81142 | 0.49701 | 0.54139 | 0.59447 | 0.59157 | 0.58314 | 0.53281 | 0.49036 | 0.49532 | 0.2771 | 0.29097 | 0.30566 | 0.29097 | 0.2771 | 0.26603 | 0.25531 | 0.26603 | 0.73405 | 0.74466 | 0.7483 | 0.68149 | 0.62563 | 0.62351 | 0.61726 | 0.67069 | T | T | T | T | H | H | H | H | H | H | H | H | H | H | H | H | H | H | H | H | H | H | H | H | H | H | H | H | H | H | H | H | H | H | H | H | H | H | H | H | H | H | H | H | H | H | H | H | H | H | H | H | H | H | H | H | H | H | H | H | H | H | H | H | H | H | H | H | H | H | H | H | H | 118 | 0 | 0 | 0 | 0 | 0 | 45 | 40 | 41.2311 | 44.7214 | 49.2443 | 58.5235 | 75 | 72.111 | 64.0312 | 56.5685 | 64.0312 | 72.111 | 75 | 53.8516 | 44.7214 | 41.2311 | 40 | 45 | 60 | 55 | 50 | 50.2494 | 50.9902 | 55.9017 | 60.8276 | 60.208 | 78.1025 | 74.3303 | 70.7107 | 74.3303 | 78.1025 | 81.3941 | 84.8528 | 81.3941 | 50.9902 | 50.2494 | 50 | 55 | 60 | 60.208 | 60.8276 | 55.9017 | 0 | 0 | 0 | 0 | 0 | 0 | 0 | 0 | 0 | 0 | 0 | 0 | 0 | 0 | 0 | 0 | 0 | 0 | 0 | 0 | 0 | 0 | 0 | 0 | 0 | 0 | 0 | 0 | 0 | 0 | 0 | 0 | 0 | 0 | 0 | 0 | 0 | 0 | 0 | 0 | 0 | 0 | 0 | 0 | 0 | 0 | 0 | 0 | 0 | 0 | 0 | 0 | 0 | 0 | 0 | 0 | 0 | 0 | 0 | 0 | 0 | 0 | 0 | 0 | 0 | 0 | 0 | 0 | 0 | 0 | 0 | 0 | 0
119 | 1 | 0 |  |  |  |  | 0 | #VALUE! | 0.91038 | 22 | 1.4023 | 1.4023 |  | 119 | H | H | H | H | H | 0.58664 | 0.65819 | 0.639 | 0.59022 | 0.53709 | 0.45336 | 0.20394 | 0.212 | 0.23833 | 0.26923 | 0.23833 | 0.212 | 0.20394 | 0.68048 | 0.81637 | 0.88384 | 0.91038 | 0.81142 | 0.49701 | 0.54139 | 0.59447 | 0.59157 | 0.58314 | 0.53281 | 0.49036 | 0.49532 | 0.2771 | 0.29097 | 0.30566 | 0.29097 | 0.2771 | 0.26603 | 0.25531 | 0.26603 | 0.73405 | 0.74466 | 0.7483 | 0.68149 | 0.62563 | 0.62351 | 0.61726 | 0.67069 | T | T | T | T | H | H | H | H | H | H | H | H | H | H | H | H | H | H | H | H | H | H | H | H | H | H | H | H | H | H | H | H | H | H | H | H | H | H | H | H | H | H | H | H | H | H | H | H | H | H | H | H | H | H | H | H | H | H | H | H | H | H | H | H | H | H | H | H | H | H | H | H | H | 119 | 0 | 0 | 0 | 0 | 0 | 45 | 40 | 41.2311 | 44.7214 | 49.2443 | 58.5235 | 75 | 72.111 | 64.0312 | 56.5685 | 64.0312 | 72.111 | 75 | 53.8516 | 44.7214 | 41.2311 | 40 | 45 | 60 | 55 | 50 | 50.2494 | 50.9902 | 55.9017 | 60.8276 | 60.208 | 78.1025 | 74.3303 | 70.7107 | 74.3303 | 78.1025 | 81.3941 | 84.8528 | 81.3941 | 50.9902 | 50.2494 | 50 | 55 | 60 | 60.208 | 60.8276 | 55.9017 | 0 | 0 | 0 | 0 | 0 | 0 | 0 | 0 | 0 | 0 | 0 | 0 | 0 | 0 | 0 | 0 | 0 | 0 | 0 | 0 | 0 | 0 | 0 | 0 | 0 | 0 | 0 | 0 | 0 | 0 | 0 | 0 | 0 | 0 | 0 | 0 | 0 | 0 | 0 | 0 | 0 | 0 | 0 | 0 | 0 | 0 | 0 | 0 | 0 | 0 | 0 | 0 | 0 | 0 | 0 | 0 | 0 | 0 | 0 | 0 | 0 | 0 | 0 | 0 | 0 | 0 | 0 | 0 | 0 | 0 | 0 | 0 | 0
120 | 1 | 0 |  |  |  |  | 0 | #VALUE! | 0.91038 | 22 | 1.4023 | 1.4023 |  | 120 | H | H | H | H | H | 0.58664 | 0.65819 | 0.639 | 0.59022 | 0.53709 | 0.45336 | 0.20394 | 0.212 | 0.23833 | 0.26923 | 0.23833 | 0.212 | 0.20394 | 0.68048 | 0.81637 | 0.88384 | 0.91038 | 0.81142 | 0.49701 | 0.54139 | 0.59447 | 0.59157 | 0.58314 | 0.53281 | 0.49036 | 0.49532 | 0.2771 | 0.29097 | 0.30566 | 0.29097 | 0.2771 | 0.26603 | 0.25531 | 0.26603 | 0.73405 | 0.74466 | 0.7483 | 0.68149 | 0.62563 | 0.62351 | 0.61726 | 0.67069 | T | T | T | T | H | H | H | H | H | H | H | H | H | H | H | H | H | H | H | H | H | H | H | H | H | H | H | H | H | H | H | H | H | H | H | H | H | H | H | H | H | H | H | H | H | H | H | H | H | H | H | H | H | H | H | H | H | H | H | H | H | H | H | H | H | H | H | H | H | H | H | H | H | 120 | 0 | 0 | 0 | 0 | 0 | 45 | 40 | 41.2311 | 44.7214 | 49.2443 | 58.5235 | 75 | 72.111 | 64.0312 | 56.5685 | 64.0312 | 72.111 | 75 | 53.8516 | 44.7214 | 41.2311 | 40 | 45 | 60 | 55 | 50 | 50.2494 | 50.9902 | 55.9017 | 60.8276 | 60.208 | 78.1025 | 74.3303 | 70.7107 | 74.3303 | 78.1025 | 81.3941 | 84.8528 | 81.3941 | 50.9902 | 50.2494 | 50 | 55 | 60 | 60.208 | 60.8276 | 55.9017 | 0 | 0 | 0 | 0 | 0 | 0 | 0 | 0 | 0 | 0 | 0 | 0 | 0 | 0 | 0 | 0 | 0 | 0 | 0 | 0 | 0 | 0 | 0 | 0 | 0 | 0 | 0 | 0 | 0 | 0 | 0 | 0 | 0 | 0 | 0 | 0 | 0 | 0 | 0 | 0 | 0 | 0 | 0 | 0 | 0 | 0 | 0 | 0 | 0 | 0 | 0 | 0 | 0 | 0 | 0 | 0 | 0 | 0 | 0 | 0 | 0 | 0 | 0 | 0 | 0 | 0 | 0 | 0 | 0 | 0 | 0 | 0 | 0

## Sheet1
Point # | Building | x | y | z | w | dmin | Max Magic Number | Magic Point | Max Reductive Factor | Total Reductive Factor | Guid | JSON Reductive | Within Range?
1 | 0 | 0 | 0 | 0 | 60 | 0 | 0 |  | 1 | 1
2 | 0 | 0 | 0 | 0 | 60 | 0 | 0 |  | 1 | 1
3 | 0 | 0 | 0 | 0 | 60 | 0 | 0 |  | 1 | 1
4 | 0 | 0 | 0 | 0 | 60 | 0 | 0 |  | 1 | 1
5 | 0 | 0 | 0 | 0 | 60 | 0 | 0 |  | 1 | 1
6 | 1 | 0 | 45 | 20 | 20 | 45.483 | 5.053 | 26 | 1.658 | 1.658 | 9ab00223-7ac0-4ab2-8c4d-b6b1e8a5feac | 1.653 | TRUE
7 | 1 | 0 | 40 | 20 | 20 | 45.483 | 2.756 | 26 | 1.301 | 1.301 | 2962bcc4-ed96-4184-a03b-61ffe2daeb41 | 1.3009 | TRUE
8 | 1 | 10 | 40 | 20 | 20 | 45.483 | 2.756 | 28 | 1.301 | 1.301 | 56def24d-9dc0-48b1-a617-0ece80694382 | 1.3009 | TRUE
9 | 1 | 20 | 40 | 20 | 20 | 45.483 | 2.002 | 28 | 1.152 | 1.152 | f16adcf4-1ac6-430c-a747-fdb7cdd42db9 | 1.1537 | TRUE
10 | 1 | 20 | 45 | 20 | 20 | 45.483 | 2.489 | 28 | 1.251 | 1.251 | 6dcf8c8c-b6ea-4734-b050-bf6272d8b84a | 1.2707 | TRUE
11 | 1 | 20 | 55 | 20 | 20 | 45.483 | 2.756 | 29 | 1.301 | 1.301 | 8414d269-3823-4ce3-a94f-59ab48ce891d | 1.2957 | TRUE
12 | 2 | 45 | 60 | 10 | 20 | 26.488 | 3.653 | 32 | 1.658 | 1.658 | acad01d9-d1a5-4456-9ba7-cf32c4833670 | 1.7497 | FALSE | 1.7497 | 1.6581 | 1.7494 | -0.01632%
13 | 2 | 40 | 60 | 10 | 20 | 26.488 | 1.993 | 32 | 1.301 | 1.301 | 20f0f58a-2a10-426c-a11d-5d3b5fc54197 | 1.3009 | TRUE
14 | 2 | 40 | 50 | 10 | 20 | 26.488 | 1.993 | 34 | 1.301 | 1.301 | 8a0bfc29-b812-4ca3-b385-27f49d3af3e3 | 1.3003 | TRUE
15 | 2 | 40 | 40 | 10 | 20 | 26.488 | 1.777 | 20 | 1.453 | 1.111 | 829e88b8-c1f4-4c11-8809-997331312671 | 1.1104 | TRUE | 1.3077 | 1.4535 | 1.4531
16 | 2 | 50 | 40 | 10 | 20 | 26.488 | 1.993 | 34 | 1.301 | 1.301 | 5d5599db-27c4-45bf-9b39-ec78b08f0ee0 | 1.3009 | TRUE
17 | 2 | 60 | 40 | 10 | 20 | 26.488 | 1.993 | 36 | 1.301 | 1.301 | 097aff1d-4a33-421f-a549-e7dcf358ad4a | 1.3009 | TRUE
18 | 2 | 60 | 45 | 10 | 20 | 26.488 | 3.653 | 36 | 1.658 | 1.658 | 678e23bb-1d5c-4ce0-8309-201e2619c98c | 1.6733 | TRUE |  | x | y | z
19 | 3 | 50 | 20 | 30 | 20 | 62.402 | 3.469 | 40 | 1.301 | 1.301 | 1d3b9d8f-a6d3-44fe-92e6-41bbaf843e68 | 1.299 | TRUE | 15 | 40 | 40 | 10
20 | 3 | 40 | 20 | 30 | 20 | 62.402 | 2.52 | 40 | 1.152 | 1.152 | 39e8d690-502c-4982-9268-16d4d5afcb44 | 1.1533 | TRUE | 20 | 40 | 20 | 30
21 | 3 | 40 | 10 | 30 | 20 | 62.402 | 3.469 | 40 | 1.301 | 1.301 | a83219d4-d71a-4891-8f18-d1f923b8bbe6 | 1.2986 | TRUE | 15 | 40.03 | 40 | 9.98
22 | 3 | 40 | 0 | 30 | 20 | 62.402 | 3.469 | 42 | 1.301 | 1.301 | e6a5721e-b236-4aa7-8e0f-e6c6d8fb760f | 1.3009 | TRUE | 20 | 40.03 | 40 | 9.98
23 | 3 | 45 | 0 | 30 | 20 | 62.402 | 6.361 | 42 | 1.658 | 1.658 | 8b90ee38-288f-42e6-8fbf-30b51483f4cb | 1.687 | TRUE |  | 1.4535
24 | 1 | 0 | 60 | 30 | 10 | 51.393 | 0 |  | 1 | 1 | 46ab6f0a-ce84-467e-a8f6-a66dd93988cc | 1 | TRUE
25 | 1 | 0 | 55 | 30 | 10 | 51.393 | 0 |  | 1 | 1 | 4c43a24a-587e-47d7-973f-4f87974e6bac | 1 | TRUE
26 | 1 | 0 | 50 | 30 | 10 | 51.393 | 0 |  | 1 | 1 | d456293c-ff74-42ae-9b63-fbfdd2d9308e | 1 | TRUE
27 | 1 | 5 | 50 | 30 | 10 | 51.393 | 0 |  | 1 | 1 | 56b90802-53ef-42f0-af92-7b4ba6fd07d8 | 1 | TRUE
28 | 1 | 10 | 50 | 30 | 10 | 51.393 | 0 |  | 1 | 1 | ecf06441-c44f-4702-89ab-894aa1101889 | 1 | TRUE
29 | 1 | 10 | 55 | 30 | 10 | 51.393 | 0 |  | 1 | 1 | 1b311b79-4307-4dd0-aa0d-fb72df268b1c | 1 | TRUE
30 | 1 | 10 | 60 | 30 | 10 | 51.393 | 0 |  | 1 | 1 | 18f9d66e-7c17-4ecb-9c49-610daebff469 | 1 | TRUE
31 | 1 | 5 | 60 | 30 | 10 | 51.393 | 0 |  | 1 | 1 | bfbe2aad-7526-49e6-b855-a662f89b60a3 | 1 | TRUE
32 | 2 | 50 | 60 | 20 | 10 | 37.459 | 0 |  | 1 | 1 | 8e47c3f7-53d4-4e36-99e6-28b69cb8b9ad | 0 | FALSE
33 | 2 | 50 | 55 | 20 | 10 | 37.459 | 1.037 | 19 | 1 | 1 | 0446778c-d206-4f9e-8317-269a7a42b7e9 | 1 | TRUE
34 | 2 | 50 | 50 | 20 | 10 | 37.459 | 1.204 | 19 | 1 | 1 | d2f318dc-5165-48b8-92b5-0aa9cbc406d2 | 1 | TRUE
35 | 2 | 55 | 50 | 20 | 10 | 37.459 | 1.188 | 19 | 1 | 1 | 675d2c1c-35cb-4cd9-a4d5-7e8b837c9220 | 1 | TRUE
36 | 2 | 60 | 50 | 20 | 10 | 37.459 | 1.144 | 19 | 1 | 1 | 80953b84-22a7-4fa6-a0cc-1f4c43025fb5 | 1 | TRUE
37 | 2 | 60 | 55 | 20 | 10 | 37.459 | 0.998 | 19 | 1 | 1 | 3be8a123-bbd2-4de1-a3a1-c62ee8f59817 | 1 | TRUE
38 | 2 | 60 | 60 | 20 | 10 | 37.459 | 0 |  | 1 | 1 | ab81b373-49bc-4e9a-aeda-d443e452b6dd | 1 | TRUE
39 | 2 | 55 | 60 | 20 | 10 | 37.459 | 0 |  | 1 | 1 | ce38ee29-ed9b-4740-b82b-e8e35d83a9f9 | 1 | TRUE
40 | 3 | 50 | 10 | 40 | 10 | 64.322 | 0 |  | 1 | 1 | 6bf89e51-367c-437b-953a-557afbb10b7e | 1 | TRUE
41 | 3 | 50 | 5 | 40 | 10 | 64.322 | 0 |  | 1 | 1 | 4210dabd-20ab-4dce-b076-b5369d17228b | 1 | TRUE
42 | 3 | 50 | 0 | 40 | 10 | 64.322 | 0 |  | 1 | 1 | 90f5e448-4df1-42fa-b80a-0b3b9d287e31 | 1 | TRUE
43 | 3 | 55 | 0 | 40 | 10 | 64.322 | 0 |  | 1 | 1 | 2e9d1ca5-156c-418a-a3bb-79e2e8ca126d | 1 | TRUE
44 | 3 | 60 | 0 | 40 | 10 | 64.322 | 0 |  | 1 | 1 | 81e490d2-d6eb-42ad-8424-1d99ed1b02f5 | 1 | TRUE
45 | 3 | 60 | 5 | 40 | 10 | 64.322 | 0 |  | 1 | 1 | b71ab3ee-8f3a-4d38-96a0-ac3bf47186b3 | 1 | TRUE
46 | 3 | 60 | 10 | 40 | 10 | 64.322 | 0 |  | 1 | 1 | c3b48449-f463-4ccb-86fc-29bb67a187cd | 1 | TRUE
47 | 3 | 55 | 10 | 40 | 10 | 64.322 | 0 |  | 1 | 1 | 1f509571-1fc9-4b68-9ad4-696e8c595697 | 1 | TRUE

## Sheet2
Point # | Building | x | y | z
1 | 0
2 | 0
3 | 0
4 | 0
5 | 0
6 | 1
7 | 1 | 0 | 44.96 | 20 | 1 | 1 | 1
8 | 1 | 9.86 | 40 | 20 | 1 | 1 | 1
9 | 1 | 19.96 | 40 | 19.99 | 1 | 1 | 1
10 | 1 | 20 | 46.21 | 20 | 1 | 1 | 1
11 | 1 | 20 | 53.42 | 20 | 1 | 1 | 1
12 | 2 | 45.71 | 60 | 10 | 1 | 1 | 1
13 | 2 | 40 | 60 | 10 | 1 | 1 | 1
14 | 2 | 40 | 50.53 | 10 | 1 | 1 | 1
15 | 2 | 40.03 | 40 | 9.98 | 1 | 1 | 1
16 | 2 | 49.92 | 40 | 10 | 1 | 1 | 1
17 | 2 | 60 | 40 | 10 | 1 | 1 | 1
18 | 2 | 60 | 45.13 | 10 | 1 | 1 | 1
19 | 3 | 50.92 | 20 | 30 | 1 | 1 | 1
20 | 3 | 40 | 19.97 | 29.99 | 1 | 1 | 1
21 | 3 | 40 | 11 | 30 | 1 | 1 | 1
22 | 3 | 40 | 0 | 30 | 1 | 1 | 1
23 | 3 | 45.24 | 0 | 30 | 1 | 1 | 1
24 | 1 | 0 | 60 | 30 | 1 | 1 | 1
25 | 1 | 0 | 55.28 | 30 | 1 | 1 | 1
26 | 1 | 0 | 50 | 30 | 1 | 1 | 1
27 | 1 | 5.18 | 50 | 29.99 | 1 | 1 | 1
28 | 1 | 20 | 60 | 20 | 1 | 1 | 1
29 | 1 | 10 | 54.94 | 30 | 1 | 1 | 1
30 | 1 | 10 | 60 | 30 | 1 | 1 | 1
31 | 1 | 4.81 | 59.96 | 30 | 1 | 1 | 1
32 | 2 | 50 | 60 | 20 | 1 | 1 | 1
33 | 2 | 50 | 55.28 | 20 | 1 | 1 | 1
34 | 2 | 50 | 50 | 20 | 1 | 1 | 1
35 | 2 | 55.32 | 50 | 20 | 1 | 1 | 1
36 | 2 | 60 | 50 | 20 | 1 | 1 | 1
37 | 2 | 60 | 55.24 | 20 | 1 | 1 | 1
38 | 2 | 60 | 60 | 20 | 1 | 1 | 1
39 | 2 | 55.42 | 60 | 20 | 1 | 1 | 1
40 | 3 | 50 | 10 | 40 | 1 | 1 | 1
41 | 3 | 50 | 4.92 | 40 | 1 | 1 | 1
42 | 3 | 50 | 0 | 40 | 1 | 1 | 1
43 | 3 | 55.24 | 0 | 40 | 1 | 1 | 1
44 | 3 | 60 | 0 | 40 | 1 | 1 | 1
45 | 3 | 60 | 5.26 | 40 | 1 | 1 | 1
46 | 3 | 60 | 10 | 40 | 1 | 1 | 1
47 | 3 | 55.24 | 10 | 40 | 1 | 1 | 1