## USD
Part Number | Region | Currency | description | List Price | Unit of Measure | Order Min
TSCSR | United States | USD | TOOL,SET,CADWELD,SR | 87.47 | EA | 1
PB41HA1L | United States | USD | MOLD,CABLE TO HORZ STL,HO | 100.45 | EA | 1
SBPMJS14 | United States | USD | BOND,MULTI-PURPOSE PLUG,1 | 12.54 | EA | 48
A927F189 | United States | USD | BOLT,HEX HEAD,5/16-18 X 1 | 1.21 | EA | 1 | `
MBMAST3M | United States | USD | MAST,ASSY,BASE & 3M ALUM | 701.97 | EA | 1
PGCY2 | Europe | USD | MOLD PGCY2 | 212.91 | EA | 1
534019ABB09 | United States | USD | FLEXIBAR,ADV,5X24X1MM,ABB | 139.9 | EA | 1
CAPCP1V1V | United States | USD | MOLD,CABLE, HORZ TAP PARA | 233.95 | EA | 1
556920 | Asia | USD | ROUND BRAID BJ 10-300S | 4.88 | EA | 10
GRC221G | United States | USD | MOLD,CABLE TO GRD ROD,VER | 212.91 | EA | 1
285051C | United States | USD | KIT,FLEXIBAR,LAM ABB 1.6 | 320.387 | EA | 10
ELFG40CA | United States | USD | BAR,INSPECTION,40MM,FIELD | 154.53 | EA | 1
PB13ST2CLH | United States | USD | MOLD,CABLE TO RAIL,HORZ T | 208.86 | EA | 1
615830 | United States | USD | ROD,GRD,5/8X3,CU BONDED | 18.34 | EA | 5
TACY9Y8 | United States | USD | MOLD,CABLE,HORZ TEE | 212.91 | EA | 1
L160SM | United States | USD | HANDLE CLAMP, E-Z CHANGE, | 151.42 | EA | 1
ECRE152Q4U | United States | USD | GROUND ROD,ASSY,EXTENTION | 1507.13 | EA | 1
FLXPABB0004 | United States | USD | FLEXIBAR,ADV,5X100X1,ABB, | 233.03 | EA | 1
CDMV0112 | Asia | USD | MOLD,GRAPHITE,MULTI,VERT | 213.29 | EA | 1
XBQ2Q2C | United States | USD | MOLD,CABLE,HORZ X LAPPED | 406.5 | EA | 1
RTC542C | United States | USD | MOLD,CABLE TO REBAR,HORZ | 212.91 | EA | 1
PQDS3000S277 | United States | USD | PQDS-3-1P-277V, | 877.94 | EA | 1
PBK1509 | United States | USD | KIT,BOND,SIGNAL,500KCM,4 | 1748.26 | EA | 1
HDTAC2Q3D | United States | USD | MOLD,CABLE,HORZ TEE | 212.91 | EA | 1
HSC1V | United States | USD | MOLD,CABLE TO HORZ STL,HO | 212.91 | EA | 1
TACY4Y7 | United States | USD | MOLD,CABLE,HORZ TEE | 212.91 | EA | 1
FLXPRW0015 | United States | USD | FLEXIBAR,ADV,5X24X1MM,RW, | 106.11 | EA | 1
ERICORE050U | United States | USD | DOWNCONDUCTOR,LIGHTNING | 6559.47 | EA | 1
LPLC48058SH | United States | USD | FASTENER,LEAD,COVERED, | 113.51 | EA | 1
LPC150LTLP | United States | USD | CABLE,CU,MINI SMOOTH | 6.25 | FT | 1000
SRF3800N | Europe | USD | SRF,N-SERIES, 3PH,800A,24 | 20769.878 | EA | 1
FLXPVMI0001 | United States | USD | FLEXIBAR,ADV,10X120X1,VMI | 290.51 | EA | 1
VVRY6 | Europe | USD | MOLD VVRY6 | 289.29 | EA | 1
PTC1G1V | United States | USD | MOLD,CABLE, HORZ THRU PAR | 212.91 | EA | 1
SBPAJ372 | United States | USD | BOND,PLUG,S8 3/16X72 LONG | 37.69 | EA | 50
PVT1750M | Asia | USD | PV MODULE, 750VDC | 109.32 | EA | 24
PBCT9Y3AX | Europe | USD | FRAME PAIR FOR PBSY3AM MO | 606.54 | EA | 1
RBHA6037F | United States | USD | BASIN,POURING,#11 HORIZ. | 570.44 | EA | 1
UTB5SPG | United States | USD | PROTECTOR,SURGE,UTB,1PAIR | 184.63 | EA | 1
SSC8K | United States | USD | MOLD,CABLE,HORZ SPLICE | 212.91 | EA | 1
PCC1Y1Y | United States | USD | MOLD,CABLE, HORZ TAP PARA | 212.91 | EA | 1
555504 | United States | USD | BRAID,CU,TINNED,CUSTOM, | 110.73 | EA | 1
XBQY6CY6C | Europe | USD | MOLD XBQY6CY6C | 406.5 | EA | 1
GUYRINGFRP | United States | USD | RING,GUYING,MODIFIED FOR | 87.08 | EA | 1
GYE181G | United States | USD | MOLD,CABLE TO GRD ROD,VER | 596.26 | EA | 1
534026AMX09 | United States | USD | FLEXIBAR,ADV,5X32X1,AMX | 131.68 | EA | 1
PB10VS1LV3C | United States | USD | MOLD,CABLE,TO VERT STL, | 153.72 | EA | 1
LPC466 | Asia | USD | CLAMP,CU, UNIVERSAL, CABLE TO REBAR | 49.8 | EA | 5
TACY8Y3 | Europe | USD | MOLD TACY8Y3 | 212.91 | EA | 1
TAC3Q2QW | United States | USD | MOLD,CABLE,HORZ TEE | 273.39 | EA | 1
RDH542G | United States | USD | MOLD,CABLE TO REBAR,HORZ | 373.05 | EA | 1
558246 | United States | USD | BRAID,SHUNT,INSUL,25MM SQ | 36.01 | EA | 0
EGBC14224NN | United States | USD | BAR,GRD BUS,1/4 X 2 X 24 | 168 | EA | 1
PCC2Q2L | Europe | USD | MOLD PCC2Q2L | 212.91 | EA | 1
505641 | United States | USD | BUSBAR,CU,TINNED,0.50X3.5 | 950.76 | EA | 1
PLUSCU2BAA | United States | USD | CADWELD PLUS CONTROL UNIT | 146.79 | EA | 1
561560 | Asia | USD | METAL SPACER M4 X 10 | 0.46 | EA | 100
550660 | United States | USD | BUSBAR PCB 80 X 5 4MTR | 940.49 | EA | 10
VFC2GV3C | United States | USD | MOLD,CABLE TO VERT STL, | 212.91 | EA | 1
LPS414 | Asia | USD | POINT,SS,INDUSTRIAL STACK, 5/8IN X 48IN | 173.21 | EA | 1
VVRSF | United States | USD | MOLD,CABLE TO VERT STL,VE | 289.29 | EA | 1
LECY6EAK | Europe | USD | MOLD LECY6EAK | 212.91 | EA | 1
SES40P600DC | United States | USD | PROTECTOR,SURGE,600VDC | 159.8 | EA | 1
LJCCE1T | United States | USD | MOLD,CABLE TO BUS/LUG,HOR | 212.91 | EA | 1
PBB49742 | United States | USD | BOND,COMPOSITE 3RD RAIL,F | 431.21 | EA | 1
534056ABB12 | United States | USD | FLEXIBAR,ADV,6X100X1,ABB, | 236.1 | EA | 1
GTC333H | United States | USD | MOLD,CABLE TO GRD ROD,VER | 212.91 | EA | 1
FLXPKOM0001 | United States | USD | FLEXIBAR,ADV,6X40X1MM,KOM | 213.501 | EA | 1
EL25AC12SP01 | United States | USD | COUPLER,LENTON,SPECIAL, | 24.34 | EA | 1
611360GAL01 | United States | USD | ROD,GRD,1/2X6,CU BONDED | 15.64 | EA | 5
EL32P9N | United States | USD | COUPLER,LENTON,SOURCED,P9 | 74.73 | EA | 1
PB32 | United States | USD | WELD METAL,CADWELD RAIL P | 199.88 | EA | 0
SSPDTT3P550 | United States | USD | SSPD, TT THREE PHASE, | 602.56 | EA | 1
EL32D16N | United States | USD | COUPLER,LENTON,D16,#10 | 16.19 | EA | 1
GFCY5DBG | United States | USD | MOLD,CABLE TO GRD ROD,HOR | 212.91 | EA | 1
A927F181 | Europe | USD | BOLT,HEX HEAD,1/4-20 X 1 | 0.76 | EA | 1
TMGBA12L15P | United States | USD | BAR ASSY,GRD BUS,1/4X4X12 | 150 | EA | 1
HDXBV3Q2QW | United States | USD | MOLD,CABLE,HORZ X LAPPED | 1015.7 | EA | 1
553070 | Asia | USD | BUSBAR CLAMP FC 80X50 ZB | 15.46 | EA | 3
LPC61012 | United States | USD | BASE,CU,CAST,CONCEALED | 33.59 | EA | 1
EGBA14414GG | United States | USD | BAR,ASSY,GRD BUS,1/4 X 4 | 172 | EA | 0
815880SP25 | United States | USD | GROUND ROD,GALV,5/8X8 FT, | 26.16 | EA | 25
EGBA14318CC | United States | USD | BAR,ASSY,GRD,BUS,1/4 X 3 | 180 | EA | 1
568662 | Asia | USD | EARTH BAR EB 20 | 26.79 | EA | 200
554421B | United States | USD | BRAID,SS,LUG,50MM2,BULK | 85.83 | EA | 50
A109BB | United States | USD | CABLE,SAMPLE,6 IN LONG,#2 | 2.4 | EA | 1
WT2SCMV01.2C | United States | USD | RECEPTOR, INSERT, SIDE, | 267.72 | EA | 1
A1C | United States | USD | LITERATURE,ELECTRICAL,CAD | 106999.99 | EA | 0
LPC621 | United States | USD | CONNECTOR,CU,CABLE,THRU | 106.27 | EA | 1
XLSSC3Q | United States | USD | MOLD,CABLE,HORZ SPLICE | 715.08 | EA | 1
GBJGT162LR1 | United States | USD | MOLD,GRD ROD,TO ROD/RECEP | 882.44 | EA | 1
EGBF14424CC | United States | USD | BUSBAR,CU,ASSY,1/4X4X24, | 366 | EA | 1
A238EB2S24LH | United States | USD | CLAMP,FENCE,4/0X24IN,FLEX | 275.59 | EA | 1
TAC8D9D | United States | USD | MOLD,CABLE,HORZ TEE | 212.91 | EA | 1
556800 | United States | USD | BRAID,EARTH | 9.35 | EA | 10
EGBD14284NN | United States | USD | BAR,GRD BUS,1/4 X 2 X 84 | 608 | EA | 1
LPC205 | United States | USD | POINT,CU,3/8IN X 24IN | 66.56 | EA | 1
TAC2L2LW | United States | USD | MOLD,CABLE,HORZ TEE | 273.39 | EA | 1
PTC2V9F | United States | USD | MOLD,CABLE,HORZ THRU PARA | 212.91 | EA | 1
CAVSTW3 | United States | USD | MOLD,CABLE TO VERT STL,45 | 207.39 | EA | 1
FC073 | Asia | USD | CLAMP, FENCE 1-1/2 IPS #4 SOL - 2/0 STR | 36.72 | EA | 1
EL2816A2MG | United States | USD | COUPLER,LENTON STANDARD,# | 87.78 | EA | 42
633440CEB | United States | USD | ROD,GRD,3/4X4,THREADED | 33.19 | EA | 50
XLXBQ2G2G | United States | USD | MOLD,CABLE,HORZ X LAPPED, | 940.51 | EA | 0
LK1411STHD | United States | USD | COUPLER,INTERLOK ASSY | 202.97 | EA | 1
EGBA14420FF | United States | USD | BAR,ASSY,GRD BUS,1/4 X 4 | 238 | EA | 1
SSC3H | United States | USD | MOLD,CABLE,HORZ SPLICE | 212.91 | EA | 1
534034GE53 | United States | USD | FLEXIBAR,ADV,6X40X1MM,GE, | 249.46 | EA | 10
LREEG2QM | United States | USD | MOLD,CABLE TO BUS,VERT TE | 557.25 | EA | 1
S2736 | United States | USD | PIN,MOLD,5/16 DIA X 7/8 I | 1.41 | EA | 0
RDH572Q | United States | USD | MOLD,CABLE TO REBAR,HORZ | 373.05 | EA | 1
CHCEAL | Europe | USD | MOLD,4X40MM BUS TO FLAT | 212.91 | EA | 1
XLTCR2Q2Q | United States | USD | MOLD,CABLE,VERT TEE HORZ | 801.12 | EA | 1
683400T | United States | USD | ROD,GROUND,SS,3/4X10 | 222.39 | EA | 0
LBLPIL025 | United States | USD | LABEL,WARNING,UPPER AND | 2.53 | EA | 1
GTC312Q | United States | USD | MOLD,CABLE TO GRD ROD,VER | 212.91 | EA | 1
S1V36 | United States | USD | MOLD,HV CABLE SPLICE,HORZ | 454.9 | EA | 1
508056 | Asia | USD | FleXbus Cond., 1,280 mm?, 8,000 mm | 2351.4 | EA | 1
EL28A2NES | United States | USD | COUPLER,LENTON,SOURCED, | 50.97 | EA | 1
EHL58C1V | Asia | USD | HAMMERLOCK,CU,NOM 5/8,#2 STR | 23.81 | EA | 25
BACPAJ | United States | USD | MOLD,BUS BAR,HORZ SPLICE | 212.91 | EA | 1
B295X51Z66 | United States | USD | LABEL,ADHESIVE,TYPE 2 | 86.03 | EA | 0
EGBA14212JJ | United States | USD | BAR,GRD BUS,1/4 X 2 X 12 | 102 | EA | 1
S02F | Asia | USD | SLEEVE,CU, FLARED,4/0 RLAY | 3.81 | EA | 0
285115 | United States | USD | KIT,FLEXIBAR,ADV,EATON | 204.17 | EA | 15
LPP93158 | United States | USD | BALL,PLASTIC,ORNAMENT,RED | 34.8 | EA | 1
LPC221BST | United States | USD | POINT,CU,BLUNT BARE,1/2IN | 25.2 | EA | 1
CCTV12 | United States | USD | DIVERTER,SURGE,CCTV | 191.18 | EA | 1
AF14 | Asia | USD | CADDY, Z PURLIN CLIP | 104.98 | EA | 0
LPC580L | Europe | USD | CLAMP,CU,PIPE GROUNDING | 70.63 | EA | 1
PTC2QSF | United States | USD | MOLD,CABLE,HORZ THRU PARA | 212.91 | EA | 1
CAHAA2GA | United States | USD | MOLD,CABLE TO HORZ STL,HO | 129.72 | EA | 1
EL28A2SS | United States | USD | COUPLER,LENTON STANDARD,# | 133.71 | EA | 1
561141 | United States | USD | BLOCK,SPLICE,250AMP,TUNNE | 35.83 | EA | 1
TAC1L2Q | United States | USD | MOLD,CABLE,HORZ TEE | 212.91 | EA | 1
FLXPLAM0042 | United States | USD | FLEXIBAR,ADV,8X32X1MM | 721.92 | EA | 1
ECM25 | United States | USD | CONNECTOR,LUG,CU,OFFSET T | 2.53 | EA | 0
RBTSB15045M | United States | USD | BASIN,POURING,#18 HORZ. | 570.44 | EA | 1
RPSCW3STPW3 | United States | USD | WALKWAY,3 STEPS | 167896.72 | EA | 1
LPC557 | United States | USD | CLAMP,CU,CAST,BONDING, | 88.18 | EA | 1
563370 | United States | USD | BRAID,PREFAB,200X28X2.5MM | 10.75 | EA | 10
TAC8K8K | United States | USD | MOLD,CABLE,HORZ TEE | 212.91 | EA | 1
534025ABBP01 | United States | USD | FLEXIBAR,ADV,4X32X1,ABBP | 156.57 | EA | 1
CA25 | Asia | USD | WELD METAL, ALLOY, F33 CATH | 6.9 | EA | 100
TAC8F8D | United States | USD | MOLD,CABLE,HORZ TEE | 212.91 | EA | 1
BMCEAJEAL | United States | USD | MOLD,BUS BAR,HORZ TEE BAR | 212.91 | EA | 1
A928K021 | Asia | USD | STANDARD HEXAGON MACHINE SCREW NUTS | 1.41 | EA | 1
B852A12C1G96 | United States | USD | STRAP ASSY,SIGNAL MAST GR | 214.62 | EA | 1
DT230020R | Europe | USD | DIVERTER,TYPE 2, 300V, 20 | 178.26 | EA | 1
EL22P24L | United States | USD | COUPLER,POSITION,P24L | 86.12 | EA | 1
NDF333D | United States | USD | MOLD,CABLE TO GRD ROD,HOR | 507.28 | EA | 1
SSC2Q2P | United States | USD | MOLD,CABLE,HORZ SPLICE | 212.91 | EA | 1
554323 | United States | USD | BRAID,EARTH,SS,35MM2,CPI | 19.8 | EA | 10
TAC3D2GW | United States | USD | MOLD,CABLE,HORZ TEE | 273.39 | EA | 1
B159V | United States | USD | FRAME,VERT SPLIT,VERT PIP | 327.46 | EA | 1
534056PDI02 | United States | USD | FLEXIBAR,ADV,6X100X1MM | 163.32 | EA | 10
RBW4117A | United States | USD | SLEEVE,CADWELD,40MM T-SER | 79.07 | EA | 1
BC260025PX | United States | USD | CLAMP,BEAM,1/4 IN | 8.5 | EA | 0
S90-03-34 | United States | USD | TDS150TT560A | 327.07 | EA | 1
FLXPLAM0080 | Asia | USD | 718-A60901-001 | 388.13 | EA | 1
T427 | United States | USD | TOOL,KIT,SLEEVES | 229.59 | EA | 1
A932B044 | United States | USD | RING,RETAINING,INTERNAL,S | 1.81 | EA | 1
RHC532G | United States | USD | MOLD,CABLE TO REBAR,HORZ | 212.91 | EA | 1
PTC9F2C | United States | USD | MOLD,CABLE, HORZ THRU PAR | 212.91 | EA | 1
PQC50120/240 | United States | USD | PROTECTOR,SURGE,PQC50,120 | 1253.87 | EA | 1
EL43TA22 | United States | USD | COUPLER,LENTON,STANDARD, | 78.94 | EA | 1
631360FS01 | United States | USD | ROD,GRD,1/2X1800MM,CU BON | 28.72 | EA | 5
LPA55238 | United States | USD | LUG,AL,CAST,BONDING,3/8IN | 9.65 | EA | 1
CMC16CAJ | Europe | USD | MOLD CMC16CAJ | 212.91 | EA | 1
RBWS1499F | United States | USD | BASIN,POURING,#11 STANDAR | 352.64 | EA | 1
534041KOM10 | United States | USD | FLEXIBAR,ADV,8X50X1MM,KOM | 97.66 | EA | 1
PB10LA1HEK | United States | USD | MOLD,CABLE TO BUS/LUG,HOR | 208.86 | EA | 1
LPC202L | United States | USD | POINT,CU,3/8IN X 12IN | 28.24 | EA | 1
LPC34838 | United States | USD | BASE,CU,CAST,STANDING | 103.92 | EA | 1
PBCT92J | United States | USD | WELDER,BOND,2/0,TY T9 PAI | 671.89 | EA | 1
TAC1G2Q | United States | USD | MOLD,CABLE,HORZ TEE | 212.91 | EA | 1
PTC9F2G001 | United States | USD | MOLD,CABLE, HORZ THRU PAR | 212.91 | EA | 1
FLXPAPG0005 | United States | USD | FLEXIBAR,ADV,4X80X1MM,APG | 421.461 | EA | 1
LPC29658 | United States | USD | TERMINAL,AIR,EXTENSION,PA | 80.08 | EA | 1
MBA45 | United States | USD | MOLD,BLANK,4565 C PRICE | 202.61 | EA | 1
563410 | United States | USD | BRAID,PREFAB,200X11X1.1MM | 3.4 | EA | 10
562126 | United States | USD | IBST 50-388-10 | 19.32 | EA | 10
534045AME02 | United States | USD | FLEXIBAR,ADV,5X63X1,AME | 89.4 | EA | 1
534040L3M | United States | USD | FLEXIBAR,ADV,6X50X1MM,3M | 699.86 | EA | 1
LAC9HEEW | United States | USD | MOLD,CABLE TO BUS/LUG,HOR | 233.07 | EA | 1
RCPY3M | Europe | USD | MOLD RCPY3M | 234 | EA | 1
RAC1V2Q | United States | USD | MOLD,GRD ROD,TO RECEPTACL | 212.91 | EA | 1
HTC3D | United States | USD | MOLD,CABLE TO HORZ STL,HO | 212.91 | EA | 1
GRC223D | United States | USD | MOLD,CABLE TO GRD ROD, | 212.91 | EA | 1
VBC2GV3.50 | United States | USD | MOLD,CABLE TO VERT STL,VE | 212.91 | EA | 1
GYR339D | United States | USD | MOLD,CABLE TO GRD ROD,VER | 289.29 | EA | 1
553370 | Asia | USD | RFS 40-63 | 104.33 | EA | 1
VSC1VV2.50 | United States | USD | MOLD,CABLE TO VERT STL, | 212.91 | EA | 1
ECRV101T5U | United States | USD | GROUND ROD,ASSY,KIT,10, | 1633.28 | EA | 1
RBM2870100A | United States | USD | FITTING,CADWELD,#6/#7 END | 160.77 | EA | 1
GCR162Q | United States | USD | MOLD,CABLE TO GRD ROD,VER | 289.29 | EA | 1
VNC8DRH | United States | USD | MOLD,CABLE TO VERT STL,HO | 212.91 | EA | 1
B136D | United States | USD | MOLD,CLEANER,ASSY | 8.59 | EA | 1
MBTM20 | United States | USD | MAST,SYSTEM,3000,20 FT LG | 1.72 | EA | 1
VGCY3 | Europe | USD | MOLD VGCY3 | 212.91 | EA | 1
B117B50 | United States | USD | DISK,STL,1 INCH,50 PIECES | 0.19 | EA | 50
VNC2QLH2 | United States | USD | MOLD,CABLE TO VERT STL,HO | 212.91 | EA | 1
A238HC2S12LH | United States | USD | CLAMP,FENCE,4/0 X 12 IN F | 275.09 | EA | 0
TACY7Y1 | United States | USD | MOLD,CABLE,HORZ TEE | 212.91 | EA | 1
MBB18CCL | United States | USD | MOLD,BLANK,4 X 4 X 8 1/2 | 355.99 | EA | 1
633483 | United States | USD | ROD,GRD,3/4X8,CU BONDED, | 61.02 | EA | 5
TMGBF24L33PT | United States | USD | BUSBAR,CU,1/4X2X24IN,TMGB | 414 | EA | 1
RRA531D | United States | USD | MOLD,CABLE TO REBAR,HORZ | 129.72 | EA | 1
TDX200S240D | United States | USD | PROTECTOR,SURGE,TDX200S,3 | 2764.82 | EA | 1
RTP3034 | Asia | USD | PROTECTOR,TRANSDUCER,REMOTE 30V, 3/4 IN | 213.39 | EA | 1
B135 | United States | USD | MOLD,SUPPORT,CLAMP,ASSY | 118.33 | EA | 1
EL28D14SS | United States | USD | ANCHOR,LENTON TERMINATOR, | 292.27 | EA | 10
CATPDCM | United States | USD | BRACKET,HOOK,SUPPORT FOR | 8.97 | EA | 50
B160VT | Asia | USD | PIPE CLAMPS VERT FOR TYPE VT | 322.19 | EA | 1
534006GD02 | United States | USD | FLEXIBAR,ADV,2X15X0.8,GD, | 56.74 | EA | 10
PHJ3Q3Q | United States | USD | MOLD,CABLE,VERT THHRU PAR | 882.44 | EA | 1
XBM8D8D | United States | USD | MOLD,CABLE,HORZ X LAPPED | 649.88 | EA | 1
560740 | United States | USD | SPACER M6X15 | 2.14 | EA | 100
PBR2Q2Q | United States | USD | MOLD,CABLE,VERT PARALLEL | 291.98 | EA | 1
CAVHP1Y20 | United States | USD | MOLD,CABLE,TO VERT CAST I | 233.95 | EA | 1
ML4ES | United States | USD | COUPLER,QUICK-WEDGE,#4,EP | 18.46 | EA | 25
VTC2QV8C | United States | USD | MOLD,CABLE TO VERT STL,VE | 198.99 | EA | 1
534018ABB18 | United States | USD | FLEXIBAR,ADV,4X24X1MM,ABB | 21.67 | EA | 1
SBPAJP42 | United States | USD | BOND,PLUG,DS1 42 LONG | 16.03 | EA | 50
VSC2LV8C | United States | USD | MOLD,CABLE TO VERT STL,45 | 212.91 | EA | 1
HDTAC3A2QW | United States | USD | MOLD,CABLE,HORZ TEE | 273.39 | EA | 1
568700 | Asia | USD | BUSBAR CLAMP FC 100X32 ZB | 11.71 | EA | 3
549531 | United States | USD | ASM CABS HARDWARE | 105.92 | EA | 1
SSD4Y | United States | USD | MOLD,CABLE,HORZ SPLICE | 451.38 | EA | 1
VVR2GV3C | United States | USD | MOLD,CABLE TO VERT STL, | 289.29 | EA | 1
508181 | Asia | USD | FleXbus HCBC Plate, 100 mm x 41 mm | 62.34 | EA | 1
SVR2C | United States | USD | MOLD,CABLE,VERT SPLICE | 289.29 | EA | 1
CAB101CE | United States | USD | LUG,CU,1/8 X 1,W/1-7/16 H | 6.96 | EA | 0
SBPAJB72 | United States | USD | BOND,PLUG,S5 72 LONG | 18.93 | EA | 1
TACY6Y5 | Europe | USD | MOLD TACY6Y5 | 212.91 | EA | 1
549503 | United States | USD | KIT,SUPPORT,BUSBAR,CABS | 28.77 | EA | 1
GRC16S1 | United States | USD | MOLD,CABLE TO GRD ROD,VER | 212.91 | EA | 1
EL20SAES | United States | USD | COUPLER,LENTON,SA,#6,EPOX | 29.32 | EA | 1
HSCY6 | United States | USD | MOLD,CABLE TO HORZ STL,HO | 212.91 | EA | 1
RBW39910 | United States | USD | ADAPTER,SLEEVE SPEED,#10 | 5.79 | EA | 1
EGBA14256JJ | United States | USD | BAR,GRD BUS,1/4 X 2 X 56 | 419 | EA | 1
RJE562C | United States | USD | MOLD,CABLE TO REBAR,VERT | 596.26 | EA | 1
534031PMR01 | United States | USD | FLEXIBAR,ADV,3X40X1,PMR | 63.69 | EA | 10
LACY4CAS | United States | USD | MOLD,CABLE TO BUS/LUG,HOR | 212.91 | EA | 1
534011LAM01 | United States | USD | FLEXIBAR,ADV,3X20X1MM,LAM | 98.99 | EA | 10
SRR95LT185 | United States | USD | FRAME,RAIL,WELDER | 658.01 | EA | 1
LC20B12D | United States | USD | SLEEVE,B12 SERIES,20MM, | 76 | EA | 1
PB10RJ522C | United States | USD | MOLD,CABLE TO REBAR,VERT | 126.41 | EA | 1
XLVGP1H016M | United States | USD | MOLD,CABLE TO VERT STL,HO | 188.06 | EA | 1
PB10GT182QW | United States | USD | MOLD,CABLE TO GRD ROD,VER | 153.72 | EA | 1
NDR181H | United States | USD | MOLD,CABLE TO GRD ROD,HOR | 289.29 | EA | 1
HAA1V2 | United States | USD | MOLD,CABLE TO HORZ STL,HO | 129.72 | EA | 1
RBW6556A | United States | USD | SLEEVE,CADWELD,LOW SLIP # | 70.43 | EA | 1
525800 | United States | USD | BAR,CUT,5/8X10 | 102999.99 | EA | 0
TAC9F9F | United States | USD | MOLD,CABLE,HORZ TEE | 212.91 | EA | 1
635800PWC01 | United States | USD | ROD,GRD,5/8X10,SEC,CU BON | 40.09 | EA | 100
XLGTC182L | United States | USD | MOLD,CABLE TO GRD ROD,VER | 252.73 | EA | 1
LPC446 | Asia | USD | SPLICER,CABLE,CU. TEE,HEAVY DUTY | 119.85 | EA | 1
TAC1L1V | Europe | USD | MOLD TAC1L1V | 212.91 | EA | 1
534433 | United States | USD | IBSB ADV 120-830-10 | 90.78 | EA | 2
534024 | Asia | USD | FLEX ADV2MTC 3X32X1 | 132.23 | EA | 2
PGCY6Y4 | Europe | USD | MOLD PGCY6Y4 | 212.91 | EA | 1
534026PDI26 | United States | USD | FLEXIBAR,ADV,5X32X1MM,PDI | 198.68 | EA | 10
TDX100S347/600 | United States | USD | PROTECTOR,SURGE,TDX100S,3 | 1313.14 | EA | 1
RDH552Q | United States | USD | MOLD,CABLE TO REBAR,HORZ | 373.05 | EA | 1
LECY8PAM | United States | USD | MOLD,CABLE TO BUS/LUG,HOR | 212.91 | EA | 1
SB10PC1G1G | United States | USD | MOLD,CABLE,HORZ TAP PARAL | 135.49 | EA | 1
PTC3Q3A | United States | USD | MOLD,CABLE, HORZ THRU PAR | 212.91 | EA | 1
EGBA12424LLT | United States | USD | BUSBAR,GRD,CU,1/2X4X24,LL | 263.6 | EA | 1
TAC2C2CW | United States | USD | MOLD,CABLE,HORZ TEE | 273.39 | EA | 1
534032SI02 | United States | USD | FLEXIBAR,ADV,4X40X1MM,SI, | 336.13 | EA | 1
15PLUSF20 | United States | USD | CADWELD PLUS,#15,F20 | 5.28 | EA | 20
556910 | United States | USD | BRAID,PREFAB,200X6MM/SQ, | 2.96 | EA | 10
CAHBA1V | United States | USD | MOLD,CABLE TO HORZ CAST I | 129.72 | EA | 1
GRC183QW | United States | USD | MOLD,CABLE TO GRD ROD,VER | 253.23 | EA | 1
SPDS400277/480 | United States | USD | PROTECTOR,SURGE,TDX400S,3 | 2.15 | EA | 1
MBF03CCL | United States | USD | MOLD,BLANK,2 X 2 X 3 3/4 | 507.28 | EA | 1
FLXPABB0049 | United States | USD | FLEXIBAR,ADV,6X100X1,ABB | 503.556 | EA | 1
ECRH101T4D | United States | USD | GROUND ROD,ASSY,KIT.10FT, | 2104.45 | EA | 1
LJCCAJY2 | Europe | USD | MOLD LJCCAJY2 | 212.91 | EA | 1
EL32CFFW | United States | USD | LENTON,FORM SAVER,W/STEEL | 5.12 | EA | 25
CAVHT1H20 | United States | USD | MOLD,CABLE TO VERT CAST | 209.45 | EA | 1
GFC182G | United States | USD | MOLD,CABLE TO GRD ROD,HOR | 212.91 | EA | 1
GRC189C | United States | USD | MOLD,CABLE TO GRD ROD,VER | 212.91 | EA | 1
611353 | United States | USD | ROD,GRD,1/2X5,CU BONDED | 27.14 | EA | 5
554322 | United States | USD | BRAID,EARTH,SS,35MM2,CPI | 18.6 | EA | 10
RRC538D | United States | USD | MOLD,CABLE TO REBAR,HORZ | 212.91 | EA | 1
554401B | United States | USD | BRAID,SS,LUG,50MM2,BULK | 70.91 | EA | 50
XBCY1Y1 | United States | USD | MOLD,CABLE,HORZ X LAPPED | 212.91 | EA | 1
508116 | United States | USD | COPPER,BUSBAR, | 164.27 | EA | 1
ERICORE700U | United States | USD | DOWNCONDUCTOR,LIGHTNING, | 91832.534 | EA | 1
INTCPTADF2NPT | Europe | USD | INTERCEPTOR,ADAPTER,MK3 2 | 281.39 | EA | 1
RDM522C | United States | USD | MOLD,CABLE TO REBAR,HORZ | 649.88 | EA | 1
B3368 | United States | USD | SPACER,SHAFT,ALUMINUM,SBG | 16.54 | EA | 1
B2700HC14T | United States | USD | STRIP,BUS,ASSY,14 INCHES | 62.81 | EA | 1
FLXPABB0011 | United States | USD | FLEXIBAR,ADV,10X50X1,ABB, | 283.61 | EA | 1
PBWT202JRH | United States | USD | WELDER,ASSY,2/0 RLAY TYPE | 220.94 | EA | 1
PTC2G1H | United States | USD | MOLD,CABLE, HORZ THRU PAR | 212.91 | EA | 1
SBK350WS | United States | USD | KIT,RAIL | 419.61 | EA | 1
LAC2LCE | United States | USD | MOLD,CABLE TO BUS/LUG,HOR | 212.91 | EA | 1
LC22B12ESD | United States | USD | SLEEVE,B12 SERIES,EPOXY | 123.25 | EA | 1
HDPTD3A9HW | United States | USD | MOLD,CABLE, HORZ THRU PAR | 491.7 | EA | 1
569040 | Asia | USD | DISTRIBUT BLOCK UD 250A | 29.76 | EA | 60
LU22MT12D | United States | USD | LENTON ULTIMATE,MALE, | 14.92 | EA | 1
HDSSC3D | United States | USD | MOLD,CABLE,HORZ SPLICE | 212.91 | EA | 1
VBC1GV3C | United States | USD | MOLD,CABLE TO VERT STL,VE | 198.99 | EA | 1
RBB11101B | United States | USD | MATERIAL,FILLER,GROUP | 60.31 | EA | 1
B548A55 | United States | USD | MOUNTING,KIT,1/2-5/8X5-9W | 20.19 | EA | 0
PB50SS4Y | United States | USD | MOLD,CABLE,HORZ SPLICE | 325.89 | EA | 1
NCRP130Y4 | United States | USD | MOLD,CABLE TO GRD ROD,HOR | 289.29 | EA | 1
PPD4T35CURH | United States | USD | MOLD,CABLE, HORZ ELL | 451.38 | EA | 1
ZCCSS8 | United States | USD | MOLD,CABLE,NO BUILD-UP | 212.91 | EA | 1
PB10SS32J | United States | USD | MOLD,CABLE,HORZ SPLICE | 153.72 | EA | 1
B144M | United States | USD | BATTING,KIT,HIGH TEMP INS | 79.91 | EA | 1
A110AA | United States | USD | TOOL,KIT,DEMO GROUNDING | 3422.88 | EA | 1
PHJ2V2Q | United States | USD | MOLD,CABLE,VERT THRU PARA | 882.44 | EA | 1
RBW316 | United States | USD | FRAME,CADWELD,FOR WS2605 | 311.06 | EA | 1
GRC152C | United States | USD | MOLD,CABLE TO GRD ROD,VER | 212.91 | EA | 1
SBTBS3330 | United States | USD | BOND,KIT,SWITCH,3/16 BARE | 15.19 | EA | 25
SSCT1 | Europe | USD | MOLD SSCT1 | 212.91 | EA | 1
ZZEPPLIT | United States | USD | MISC.LIT./ELEC.PROT.PANEL | 1.37 | EA | 0
510170 | Asia | USD | TUBULAR BRAID TTCE 30 | 11.77 | EA | 25
EDT27510R | United States | USD | ENHANCED TYPE 2, 75V, 1 0 | 135.09 | EA | 1
XBCY1Y1 | Europe | USD | MOLD XBCY1Y1 | 212.91 | EA | 1
PQS200120/208 | United States | USD | PROTECTOR,SURGE,PQS200,12 | 2531.17 | EA | 1
LPA248STOSCN | United States | USD | POINT,AL,BLUNT,5/8 X 48IN | 19.04 | EA | 1
EL20D6 | United States | USD | COUPLER,LENTON TERMINATOR | 8.54 | EA | 1
SBA2364J | United States | USD | SLEEVE,COUPLER,3/16 SIG | 155.83 | EA | 0
CWP4J | United States | USD | CLAMP,WATER PIPE,BRZ 2-1/ | 65.37 | EA | 20
549519 | United States | USD | BRACKET,KIT,CABS,T-BRACKE | 21.68 | EA | 10
PB71DS3BJH | United States | USD | MOLD,CABLE TO UC LUG,HORZ | 569.27 | EA | 1
VSCY3V3C | United States | USD | MOLD,CABLE TO VERT STL,45 | 212.91 | EA | 1
RHH572Q | United States | USD | MOLD,CABLE TO REBAR, | 373.05 | EA | 1
CAHBA1H16 | United States | USD | MOLD,CABLE TO HORZ CAST I | 129.72 | EA | 1
554365 | Asia | USD | CPI 70-150-12 | 22.13 | EA | 1
557090 | United States | USD | BRAID,FLAT,15-40,CU,FRCB | 16.31 | MR | 1
B18706X | Europe | USD | FRAME,ASSY,3 X 3 X 7 IN | 460.59 | EA | 1
EL20P9ES | United States | USD | COUPLER,LENTON POSITION,# | 88.91 | EA | 1
LPC294L2F5F | United States | USD | ADAPTER,CU,CPLG,1/2IN FEM | 14.7 | EA | 1
LPC5962 | United States | USD | CLAMP,PIPE,U-BOLT | 52.66 | EA | 1
SBXSTB4A | United States | USD | MOLD ASSY,BOND,3/16 & 1 T | 122.33 | EA | 1
LPA2845F2M | United States | USD | ADAPTER,AL,SWIVEL,5/8IN | 27.87 | EA | 1
EL32S5 | United States | USD | COUPLER,LENTON,STRAIGHT | 55.07 | EA | 1
A927P020 | United States | USD | SCREW,WOOD,SLOTTED PANHEA | 0.39 | EA | 1
534053RW08 | United States | USD | FLEXIBAR,ADV,10X80X1,RW | 628.2 | EA | 10
VSC2GV3C | United States | USD | MOLD,CABLE TO VERT STL,45 | 212.91 | EA | 1
GRT14A1H | United States | USD | MOLD,CABLE TO GRD ROD,VER | 207.39 | EA | 1
LPS415 | United States | USD | POINT,SS,INDUSTRIAL STACK | 189.14 | EA | 1
XBZY7Y7 | Europe | USD | MOLD XBZY7Y7 | 610.58 | EA | 1
534027AB17 | United States | USD | FLEXIBAR,ADV,6X32X1MM,AB, | 263.16 | EA | 10
GRC141V | United States | USD | MOLD,CABLE TO GRD ROD,VER | 212.91 | EA | 1
SBC105RR | United States | USD | CLAMP,QUICK GRIP,ADJ CLMP | 848.59 | EA | 1
534041KOM04 | United States | USD | FLEXIBAR,ADV,8X50X1MM,KOM | 316.16 | EA | 1
EGBA14616CC | United States | USD | BAR,GRD BUS,1/4 X 6 X 16 | 206.65 | EA | 1
556250 | United States | USD | SLEEVE,BRAID,GLASS FIBER, | 7.48 | EA | 50
RBT111011HSA | United States | USD | SLEEVE,CADWELD,#11 -1 | 129.71 | EA | 1
LPA225 | United States | USD | POINT,AL,1/2 X 24IN | 21.31 | EA | 1
PCC2Q1K | United States | USD | MOLD,CABLE,HORZ TAP PARAL | 212.91 | EA | 1
RRA521D | United States | USD | MOLD,CABLE TO REBAR,HORZ | 129.72 | EA | 1
EGBA14836RR | United States | USD | BUSBAR,GRD,CU,1/4X8X36,RR | 648 | EA | 1
XL200 | United States | USD | WELD METAL,ALLOY,F20,EXOL | 78.25 | EA | 4
508182 | United States | USD | COPPER, FLEXPLATE 50PE, | 72.74 | EA | 1
VSCY4V21C | United States | USD | MOLD,CABLE TO VERT STL,45 | 212.91 | EA | 1
NCR182Q2G | United States | USD | MOLD,CABLE TO GRD ROD,HOR | 289.29 | EA | 1
534034GE47 | United States | USD | FLEXIBAR,ADV,6X40X1MM,GE, | 271.51 | EA | 10
RBTSA7040J | United States | USD | BASIN,POURING,#14 HORIZ. | 570.44 | EA | 1
EGBA14318NN | United States | USD | BAR,ASSY,GRD BUS,1/4 X 3 | 180 | EA | 0
EGGBA14420QQ1A | United States | USD | BUSBAR,GROUND,ASSEMBLY | 161.99 | EA | 1
EL3228A2ES | United States | USD | COUPLER,LENTON STANDARD,# | 81.04 | EA | 1
LPC502L | Asia | USD | SPLICE,CABLE,STAMPED ASSE | 17.89 | EA | 0
ECM400 | United States | USD | CONNECTOR,LUG,CU,OFFSET T | 42.95 | EA | 0
PQC320120208V | United States | USD | SES320B208Y | 4871.78 | EA | 1
EGBA14442CC | United States | USD | BAR,GRD BUS,1/4 X 4 X 42 | 489 | EA | 1
VBC8C | United States | USD | MOLD,CABLE TO STL,VERT TA | 212.91 | EA | 1
BMCCALCAL | United States | USD | MOLD,BUS BAR,HORZ TEE BAR | 212.91 | EA | 1
EGBA38412HH | United States | USD | BUSBAR,GRD,CU,3/8X4X12,HH | 162 | EA | 1
553570 | United States | USD | SPACER,FLEXIBAR CLAMP | 21.18 | EA | 10
558247 | United States | USD | BRAID,SHUNT,INSUL,25MM SQ | 37.05 | EA | 0
XBQY5Y5 | United States | USD | MOLD,CABLE,HORZ X LAPPED, | 406.5 | EA | 1
A927P022 | United States | USD | SCREW,SHEET METAL,#10X5/8 | 0.26 | EA | 1
SSC2LW | United States | USD | MOLD,CABLE,HORZ SPLICE | 253.23 | EA | 1
XLPTC1L1L | United States | USD | MOLD,CABLE, HORZ THRU PAR | 252.73 | EA | 1
RRC53Y6 | Europe | USD | MOLD RRC53Y6 | 212.91 | EA | 1
NDR181L | Europe | USD | MOLD NDR181L | 289.29 | EA | 1
SBB2721H | United States | USD | SHUNT,HEAD,0.06 OHM | 318.83 | EA | 1
PB13TP2C | United States | USD | MOLD,CABLE TO RAIL,HORZ T | 208.86 | EA | 1
683480 | United States | USD | ROD,GROUND,SS,3/4 X 8 | 365.38 | EA | 5
XLVSP1HM | United States | USD | MOLD,CABLE TO VERT STL,45 | 188.06 | EA | 0
CMC16CAM | United States | USD | MOLD,BUS TO GRD ROD,VERT | 212.91 | EA | 1
CAVNT1VLH | United States | USD | MOLD,CABLE TO VERT STL,HO | 107.07 | EA | 1
TAC2L2G | United States | USD | MOLD,CABLE,HORZ TEE | 212.91 | EA | 1
GT1182G | United States | USD | ONE-SHOT, CABLE TO GRD RO | 25.98 | EA | 6
S1V42 | United States | USD | MOLD,HV CABLE SPLICE,HORZ | 443.8 | EA | 1
LPC66518BI | United States | USD | CONNECTION,THRU,ROOF,W/PV | 201.45 | EA | 1
285034L2 | United States | USD | KIT,FLEXIBBAR,LAM | 581.83 | EA | 1
LPC811 | United States | USD | HOLDER,CU,STAND-OFF CABLE | 14.49 | EA | 1
XBV3D3DW | United States | USD | MOLD,CABLE,HORZ X LAPPED | 1015.7 | EA | 1
A927F088 | United States | USD | BOLT,HEX HEAD,5/8-11 X 2 | 8.9 | EA | 0
534055TSL04 | United States | USD | FLEXIBAR,ADV,5X100X1, TSL | 257.91 | EA | 10
CASSP2G | United States | USD | MOLD,CABLE,HORZ SPLICE | 233.95 | EA | 1
L163 | United States | USD | HANDLE CLAMP, E-Z CHANGE, | 236.92 | EA | 1
AWG10 | United States | USD | WIRE,#10,CU,SOLID,BARE | 44.35 | EA | 0
CAGTT151L | United States | USD | MOLD,CABLE TO GRD ROD,VER | 207.39 | EA | 1
GTD164L | United States | USD | MOLD,CABLE TO GRD ROD,VER | 451.38 | EA | 1
EL12D14 | United States | USD | ANCHOR,LENTON,TERMINATOR, | 18.31 | EA | 1
B103CEOL003 | United States | USD | LUG,CU,1/8 X 1 W/2-7/16 H | 22.25 | EA | 10
EL43TP8QX6 | United States | USD | COUPLER,LENTON,POSITION | 427.17 | EA | 1
EGBA14420HIGT | United States | USD | BAR ASSY,GRD BUS,1/4X4X20 | 278 | EA | 1
ELFB12X010 | United States | USD | LENTON FORM SAVER BOLT, | 4.36 | EA | 1
508008 | Asia | USD | FleXbus Cond., 220 mm?, 10,000 mm | 610.22 | EA | 1
LPC120L250LES | United States | USD | CABLE, TINNED CU, SMOOTH | 5.42 | EA | 250
PBC62W2430B | United States | USD | BOND,DOUBLE STUB END C,25 | 59.51 | EA | 0
B2718A2H | United States | USD | PULLEY,DRIVER,RAIL GRINDE | 77.16 | EA | 0
RBT4101H | United States | USD | SPLICE,KIT,#4 CADWELD T-S | 159.38 | EA | 1
534032SI01 | United States | USD | FLEXIBAR,ADV,4X40X1MM,SI, | 331.5 | EA | 1
TAC9L2Q | United States | USD | MOLD,CABLE,HORZ TEE | 212.91 | EA | 1
D/SMKIVSS | United States | USD | TERMINAL,DYNASPHERE,MK IV | 4214.98 | EA | 1
SBTBCU4C4.125 | United States | USD | BOND,KIT,BOOTLEG,3/16 SIG | 9.7 | EA | 0
SBB364P1 | United States | USD | COVER,GUARD PULLEY | 36.06 | EA | 0
GQR168F | United States | USD | MOLD,CABLE TO GRD ROD,VER | 289.29 | EA | 1
FLXPLAM0104 | Asia | USD | 718-A58304-001 | 149.22 | EA | 1
169910 | Europe | USD | PIN & WASHERS SET M16X50 | 46.62 | EA | 0.5
CAVST1TBM | United States | USD | MOLD,CABLE TO VERT STL,45 | 146.59 | EA | 1
534053RW14 | United States | USD | FLEXIBAR,ADV,10X80X1,RW | 354.76 | EA | 10
S1V46M | United States | USD | MOLD,HV CABLE SPLICE,HORZ | 203.68 | EA | 1
PB60TA3N4L | United States | USD | MOLD,CABLE,HORZ TEE | 325.89 | EA | 1
LPA105CTO | Asia | USD | CABLE,LTNG,37STR X 4/0AWG AL | 2.83 | EA | 1
GYR18Y3 | United States | USD | MOLD,CABLE TO GRD ROD,VER | 289.29 | EA | 1
RJE602Q | United States | USD | MOLD,CABLE TO REBAR,VERT | 596.26 | EA | 1
GTC152L | United States | USD | MOLD,CABLE TO GRD ROD,VER | 212.91 | EA | 1
EL32A2SSN | United States | USD | COUPLER,LENTON STANDARD, | 180.18 | EA | 1
150PLUSF20 | Asia | USD | CADWELD PLUS,#150,F20,DARK BLUE | 27.72 | EA | 50
563910 | United States | USD | BD 80-100AL 14 TER | 31.04 | EA | 1
ESB2/0 | Asia | USD | CONNECTOR,STRIP BOLT | 8.94 | EA | 25
CAVNP1ELH12 | United States | USD | MOLD,CABLE TO VERT STL,HO | 233.95 | EA | 1
GT1141GPLUS | United States | USD | ONE-SHOT,CABLE TO GRD ROD | 22.45 | EA | 6
GBJGR162CR1 | United States | USD | MOLD,GRD ROD,TO ROD/RECEP | 882.44 | EA | 1
GYR161G | United States | USD | MOLD,CABLE TO GRD ROD,VER | 289.29 | EA | 1
SBTBT6C | United States | USD | WELDER,BOND,3/16 7 1/2 LO | 377.63 | EA | 1
534042RW03 | United States | USD | FLEXIBAR,ADV,10X50X1MM,RW | 342.8 | EA | 10
SSPDTT3P150 | Europe | USD | SERIES SPD, THREE PHASE, | 595.03 | EA | 1
GPECNBH012 | United States | USD | ELECTRODE,GRD PLATE,1/16 | 66.73 | EA | 1
EGBA14414EE | United States | USD | BAR,GRD BUS,1/4 X 4 14LG, | 172 | EA | 1
508013 | United States | USD | BRAID,FLEXIBLE, | 467.35 | EA | 1
EGBA12624CC | United States | USD | BAR,ASSY,GRD BUS,1/2 X 6 | 516 | EA | 1
EL25SASA3000 | United States | USD | COUPLER,LENTON,SASA,DBL | 146.22 | EA | 1
534047RW31 | United States | USD | FLEXIBAR,ADV,8X63X1MM,RW, | 245.22 | EA | 1
LPA508 | Europe | USD | CLIP ASSY,SECONDARY CABLE | 7.87 | EA | 1
XACW8W8 | United States | USD | MOLD,CABLE,HORZ X SAME PL | 212.91 | EA | 1
ERICORE030U | United States | USD | DOWNCONDUCTOR,LIGHTNING, | 3935.69 | EA | 1
SES320B208Y | United States | USD | SES, 320KA, BASIC, | 1217.94 | EA | 1
EL22SADCF | United States | USD | COUPLER,LENTON,#7,DOUBLE | 25.49 | EA | 1
GTC149B | United States | USD | MOLD,CABLE TO GRD ROD,VER | 212.91 | EA | 1
PB99HW003 | United States | USD | MOLD,CABLE TO RAIL,HORZ | 469.21 | EA | 1
PB10RT532G | United States | USD | MOLD,CABLE TO REBAR,HORZ | 153.72 | EA | 1
556610 | Asia | USD | EARTH BRAID MBJ 10-300-6 | 4.45 | EA | 10
EL28A2EG | United States | USD | COUPLER,LENTON,A2,#9.STD | 64.24 | EA | 1
LPA30258 | Asia | USD | BASE,ALUMINUM,5/8"UNIVERSAL MOUNT | 18.46 | EA | 1
534430 | United States | USD | IBSB ADV 120-430-10 | 52.69 | EA | 2
WT2TTP01C | United States | USD | BLADE, ASSY, LPS, TTP, | 8177.47 | EA | 1
B102EE | United States | USD | LUG,CU,1/4 X 1 W/2-9/16 H | 24.26 | EA | 10
568675 | United States | USD | SUPPORT FOR TWO EARTHING | 5.09 | EA | 10
FLXPJW0012 | United States | USD | FLEXIBAR,ADV,10X63X1,JW | 549.49 | EA | 1
LPS2932F2F | United States | USD | ADAPTER,SS,COUPLING,1/2IN | 32.2 | EA | 1
LJCEG1G | United States | USD | MOLD,CABLE TO BUS/LUG,HOR | 212.91 | EA | 1
B540A839 | United States | USD | BUSBAR,ASSY,1/2X6X24,CU, | 561.17 | EA | 1
HDPTC2C1Q | United States | USD | MOLD,CABLE, HORZ THRU PAR | 234 | EA | 1
RBC976A | United States | USD | SLEEVE,CADWELD,#9 C-SERIE | 47.89 | EA | 1
EHL58G1V | United States | USD | CONNECTOR,COMPRESSION, | 24.38 | EA | 25
HDPTC2C9FW | United States | USD | MOLD,CABLE, HORZ THRU PAR | 253.23 | EA | 1
VSC1LV3C | United States | USD | MOLD,CABLE TO VERT STL,45 | 212.91 | EA | 1
NTK18Y5Y6 | United States | USD | MOLD,CABLE TO GRD ROD,HOR | 966.13 | EA | 1
GRBATT0424 | United States | USD | BUSBAR,CU,1/4X4X24,BAR ON | 96.61 | EA | 50
PB13ST3QLH | United States | USD | MOLD,CABLE TO RAIL,HORZ | 208.86 | EA | 1
PQDS3200S277 | United States | USD | PQDS-5-1P-277V, FSPS3200S | 1441.72 | EA | 1
SI60I316 | Europe | USD | INTERCEPTOR,ESE, DELTA 60 | 3175.5 | EA | 1
CBSC8B | United States | USD | CU-BONDED STL COND,50M, | 268.79 | EA | 1
B548A42 | United States | USD | MOUNTING,KIT,3-4WIDE BARS | 12.97 | EA | 1
EL12CIPS | United States | USD | PROTECTOR,THREAD,INTERNAL | 0.19 | EA | 1
510120 | Asia | USD | TUBULAR BRAID TTCE 8 | 3.45 | MT | 50
RBHSB12065F | United States | USD | BASIN,POURING,#11 HORIZ. | 570.44 | EA | 1
VSC2GV1 | United States | USD | MOLD,CABLE TO VERT STL,45 | 212.91 | EA | 1
553505 | United States | USD | CONNECTOR,BUS BAR,CABLE | 1.86 | EA | 15
LC28S2ESD | United States | USD | SLEEVE,S2 SERIES,EPOXY | 160.7 | EA | 1
TAC9E9DW | United States | USD | MOLD,CABLE,HORZ TEE | 273.39 | EA | 1
SBK128 | United States | USD | SLOTTING WHEEL KIT,RAIL,5 | 124.34 | EA | 1
TAC2V2VL | United States | USD | MOLD,CABLE,HORZ TEE | 231.1 | EA | 1
SSC2GSG | United States | USD | MOLD,CABLE,HORZ SPLICE | 212.91 | EA | 1
534060ABB10 | United States | USD | FLEXIBAR,ADV,10X120X1,ABB | 1063.28 | EA | 10
TAC3H2QW | United States | USD | MOLD,CABLE,HORZ TEE | 273.39 | EA | 1
CMC16EAJ | United States | USD | MOLD,BUS TO GRD ROD,VERT | 212.91 | EA | 1
PTC3X2Q | United States | USD | MOLD,CABLE,HORZ THRU PARA | 212.91 | EA | 1
PVT2750M | United States | USD | PV T2 MODULE, 750VDC | 73.06 | EA | 1
T331 | Asia | USD | TRAY,TOOL,LABELED AND BOX | 152.82 | EA | 1
A238HB2S18LH | United States | USD | CLAMP,FENCE,4/0 X 18 IN | 349.18 | EA | 1
PBW13S00154B | United States | USD | BOND,JOINT,500 RLAY INSUL | 222.39 | EA | 1
560610 | Asia | USD | DISTANCE HOLDER 45M5 | 2.47 | EA | 100
TSF120MTDS | United States | USD | MODULE, SURGE, TSF, 120V | 126.82 | EA | 1
534053RW23 | United States | USD | FLEXIBAR,ADV,10X80X1,RW | 185.65 | EA | 1
HTC3Q | United States | USD | MOLD,CABLE TO HORZ STL,HO | 212.91 | EA | 1
EBCPALPAL | United States | USD | MOLD,BUS BAR,HORZ X LAPPE | 212.91 | EA | 1
RRH562G | United States | USD | MOLD,CABLE TO REBAR,HORZ | 373.05 | EA | 1
LAC9GEG | United States | USD | MOLD,CABLE TO BUS/LUG,HOR | 212.91 | EA | 1
557260IR06 | United States | USD | BRAID,CU,TINNED,25MM2,M8/ | 46.17 | EA | 1
SLP1RJ11 | Asia | USD | SLP,SINGLE STAGE,SINGLE PAIR,RJ11 | 224.57 | EA | 1
PCC2Q2G | Europe | USD | MOLD PCC2Q2G | 212.91 | EA | 1
TVC2Q1L | United States | USD | MOLD,CABLE,VERT TEE TAP D | 212.91 | EA | 1
B399AS | United States | USD | HANDLE,MINI,SPRING CLAMP | 244.91 | EA | 1
HDSSC2V | United States | USD | MOLD,CABLE,HORZ SPLICE | 212.91 | EA | 1
534042EPI02 | United States | USD | FLEXIBAR,ADV,10X50X1,EPI, | 381.7 | EA | 1
508111 | United States | USD | COPPER,BUSBAR, | 81.04 | EA | 1
GT1162Q | United States | USD | ONE SHOT CABLE TO GRD ROD | 27.04 | EA | 6
534042L2.5M | United States | USD | FLEXIBAR,BUSBAR,PREFAB, | 824.67 | EA | 75
LPC151CTO | United States | USD | WIRE,CU,SOLID,BONDING, | 4.49 | EA | 1
XLTAC2V2Q | United States | USD | MOLD,CABLE,HORZ TEE | 252.73 | EA | 1
534047GE05 | United States | USD | BUSBAR,FLEXIBLE,TINNED, | 299.93 | EA | 1
XB3Y5Y5 | United States | USD | MOLD,CABLE,HORZ X LAPPED | 466.79 | EA | 1
SBPAC3B24 | United States | USD | CONNECTOR,PLUG TRACK,#6 X | 11.05 | EA | 100
LPA2932F2F | United States | USD | ADAPTER,AL,COUPL.,1/2IN | 16.8 | EA | 1
FLXPABB0018 | United States | USD | LEXIBAR,ADV,12X100X1,ABB | 1112.18 | EA | 1
SPDS200120240D | United States | USD | PQI, TDX200S120240D | 5311.31 | EA | 1
FJ2G24SK01 | United States | USD | JUMPER,FLEXIBLE,2/0 CONC | 103.13 | EA | 1
EL43TP8Q | United States | USD | COUPLER,LENTON,POSITION, | 267.97 | EA | 1
A811K20F250 | United States | USD | STRIP,CU,20GA X 6 IN,250 | 2317.64 | EA | 0
GRC161L | United States | USD | MOLD,CABLE TO GRD ROD,VER | 212.91 | EA | 1
XLHAC1L020 | United States | USD | MOLD,CABLE TO HORZ STL,HO | 252.73 | EA | 1
RBB8101B | United States | USD | MATERIAL,FILLER,GROUP | 40.02 | EA | 1
EL18SAQSP004 | United States | USD | COUPLER,LENTON,SPECIAL, | 63.93 | EA | 1
XAC2J2J | United States | USD | MOLD,CABLE,HORZ X SAME PL | 212.91 | EA | 1
GRC182QW | United States | USD | MOLD,CABLE TO GRD ROD,VER | 253.23 | EA | 1
VBC2QV1 | United States | USD | MOLD,CABLE TO VERT STL, | 212.91 | EA | 1
TACY8Y8 | Europe | USD | MOLD TACY8Y8 | 212.91 | EA | 1
ELC22FS2 | United States | USD | COUPLER,LENTON FORM SAVER | 5.75 | EA | 1
XB32Q2Q | Europe | USD | MOLD XB32Q2Q | 466.79 | EA | 1
GRC188C | United States | USD | MOLD,CABLE TO GRD ROD,VER | 212.91 | EA | 1
XBZ3Q9F | United States | USD | MOLD,CABLE,HORZ X LAPPED | 610.58 | EA | 1
GTD224L | United States | USD | MOLD,CABLE TO GRD ROD, | 451.38 | EA | 1
LACY3CAJ | Europe | USD | MOLD LACY3CAJ | 212.91 | EA | 1
EGBA14206BD | United States | USD | BAR,GRD BUS,1/4 X 2 X 6 | 60 | EA | 1
534058NEX04 | United States | USD | FLEXIBAR,ADV,10X100X1,NEX | 648.4 | EA | 10
557260SI01 | United States | USD | BRAID,CU,TINNED,CUSTOM,1 | 146.06 | EA | 1
556630 | United States | USD | BRAID,PREFAB,150MM,120A | 3.65 | EA | 10
S90-04-07 | United States | USD | TDS150M277A | 75.52 | EA | 1
SSC2Q | United States | USD | MOLD,CABLE,HORZ SPLICE | 212.91 | EA | 1
XLSSDW9 | Europe | USD | MOLD,CABLE,HORZ SPLICE | 491.84 | EA | 1
XLLJCGG2Q | United States | USD | MOLD,CABLE TO BUS/LUG,HOR | 212.91 | EA | 1
LPC570 | Europe | USD | BOLT,U,CASTING ASSEMBLY | 35.56 | EA | 1
LPA235ST | United States | USD | POINT,AL,5/8X24IN,1/2THR | 10.55 | EA | 1
EL16S13 | United States | USD | COUPLER,LENTON,STRAIGHT, | 33.7 | EA | 1
FLXPKOM0003 | United States | USD | FLEXIBAR,ADV,6X40X1MM,KOM | 213.458 | EA | 1
LPC205ST | Europe | USD | POINT,CU,BLUNT,3/8IN X | 68.91 | EA | 1
GYJ184L | United States | USD | MOLD,CABLE TO GRD ROD,VER | 882.44 | EA | 1
SIM33B3 | Asia | USD | MAST 33MM DIAM X 3M | 306.6 | EA | 1
ERICORE044T | United States | USD | DOWNCONDUCTOR,LIGHTNING, | 7032.56 | EA | 1
548620 | Asia | USD | ISO TP 70M12 | 14.55 | EA | 10
VBC3A | United States | USD | MOLD,CABLE TO VERT STL,VE | 212.91 | EA | 1
EGBA14436GG | United States | USD | BAR,GRD BUS,1/4 X 4 X 36 | 414 | EA | 1
ERICORE073T | United States | USD | DOWNCONDUCTOR,LIGHTNING, | 10837.052 | EA | 1
555526 | United States | USD | BRAID,CU,TINNED,CUSTOM, | 33.17 | EA | 1
HDXBZ9F9F | United States | USD | MOLD,CABLE,HORZ X LAPPED | 610.58 | EA | 1
A235D2Q5LH | United States | USD | CLAMP,ASSY,FENCE POST & G | 196.97 | EA | 1
PB80DS3QJH001 | United States | USD | MOLD,CABLE TO UC LUG,HORZ | 697.55 | EA | 1
503220GC01 | United States | USD | BRAID,CU,TIN,250MM2,2LYR, | 103.93 | EA | 1
EGBA14218HH | United States | USD | BAR,GRD BUS,1/4 X 2 X 18 | 144 | EA | 1
534032L3M | United States | USD | FLEXIBAR,ADV,4X40X1MM,3M | 328.29 | EA | 1
PLUSCU2L6NB | Europe | USD | CADWELD PLUS CONTROL UNIT | 398.71 | EA | 1
557350RES01 | United States | USD | BRAID,EARTH,CU,1.25X5.85 | 37.71 | EA | 1
PB10VB2GV3C | United States | USD | MOLD,CABLE TO VERT STL,VE | 153.72 | EA | 1
PBW2QRH | United States | USD | MOLD,RAIL,CABLE HORZ TO W | 70.24 | EA | 1
PBB2720H120 | United States | USD | BOND,ASSY,IMPED 500 RLAY | 2077.22 | EA | 1
PQDS1000S277 | United States | USD | PQDS-1-1P-277V, | 696.82 | EA | 1
GT1161LF | United States | USD | ONE-SHOT, CABLE TO GRD RO | 17.4 | EA | 6
534041PHM10 | United States | USD | FLEXIBAR,ADV,8X50X1MM,PHM | 196.44 | EA | 1
LPC482SH | United States | USD | FASTENER,CU,BARE 2-BOLT | 68.42 | EA | 1
A804A14F68 | United States | USD | CABLE,COMPACT,19STRD 2.4K | 1159.46 | EA | 1
505617SP | United States | USD | BUSBAR,SPECIAL,3/8X14.75X | 1513.94 | EA | 0
TAC2Q1H | United States | USD | MOLD,CABLE,HORZ TEE | 212.91 | EA | 1
534020SER01 | United States | USD | FLEXIBAR,ADV,6X24X1MM,SER | 95.3 | EA | 1
750PLUSF20 | Asia | USD | CADWELD PLUS #750,F20 | 117.39 | EA | 10
SST1V | United States | USD | MOLD,CABLE,HORZ SPLICE | 207.39 | EA | 1
EL3632A2Q | United States | USD | COUPLER,LENTON,TRANSITION | 66.53 | EA | 1
LAC2C002 | United States | USD | MOLD,CABLE TO BUS/LUG,HOR | 212.91 | EA | 1
XBP1D1D | United States | USD | MOLD,CABLE,HORZ X LAPPED | 233.95 | EA | 1
VFC1LV3 | United States | USD | MOLD,CABLE TO VERT STL, | 212.91 | EA | 1
EL22P9Q | United States | USD | COUPLER,LENTON,POSITION, | 107.79 | EA | 1
SSC4L2Q | United States | USD | MOLD,CABLE,HORZ SPLICE | 212.91 | EA | 1
557620 | United States | USD | BRAID,CU,TINNED,.15MM DIA | 5.53 | MR | 1
534022LAM03 | United States | USD | FLEXIBAR,ADV,10X24X1,LAM, | 532.86 | EA | 10
EL22BAC | United States | USD | PROTECTOR,LENTON,BREAK AW | 0.58 | EA | 100
550210 | United States | USD | BUSBAR,5 MM,THD,M6,15X5 | 95.45 | EA | 4
PB10GT372G | United States | USD | MOLD,CABLE TO GRD ROD,VER | 208.86 | EA | 1
SES160F208Y | United States | USD | SES, 160 KA, FILTER, | 588.46 | EA | 1
LPC120500 | United States | USD | CABLE,CU,SMOOTH WEAVE,29 | 3.96 | FT | 500
NDR152Q | United States | USD | MOLD,CABLE TO GRD ROD,HOR | 289.29 | EA | 1
LPA34012 | United States | USD | BASE,AL,CAST,STEEL MOUNT, | 25.91 | EA | 1
EL25SAES | United States | USD | COUPLER,LENTON,SA,#8,EPOX | 56.85 | EA | 1
PB71LXJG3S01LHM | United States | USD | MOLD,CABLE TO BUS/LUG,HOR | 208.86 | EA | 1
EL28C3SWN | United States | USD | COUPLER,LENTON,SPECIAL, | 70.37 | EA | 1
TWR12GA3 | United States | USD | MOLD,BUS BAR,HORZ BUTTON | 289.29 | EA | 1
EM912SS | United States | USD | EM912 BASE CLIP,STAINLESS | 2 | EA | 200
EGBA14450EB | United States | USD | BUSBAR,GRD,CU,1/4X4X50,EB | 577 | EA | 1
FLXPIR0008 | United States | USD | FLEXIBAR,ADV,3X40X1MM,IR, | 166.96 | EA | 1
RDM53DAK | United States | USD | MOLD,BUS TO REBAR, HORZ X | 649.88 | EA | 1
CAPCP2G1E | United States | USD | MOLD,CABLE, HORZ TAP PARA | 233.95 | EA | 1
TACY3Y1 | Europe | USD | MOLD TACY3Y1 | 212.91 | EA | 1
B2700A10B | United States | USD | NUT,CAP,14-24NS KNURLED B | 6.9 | EA | 100
EGBA38236GG | United States | USD | BAR,GRD BUS,3/8 X 2 X 36 | 288 | EA | 1
B2615B | United States | USD | CLAMP,ASSY,BRZ C TYPE,1 1 | 206.85 | EA | 1
PGC2Q2C | United States | USD | MOLD,CABLE,HORZ THRU PARA | 212.91 | EA | 1
534034GE44 | United States | USD | FLEXIBAR,ADV,6X40X1MM,GE, | 220.18 | EA | 10
SBA258B1 | United States | USD | RAIL,CLIP,2-CONDUCTOR 3/8 | 12.52 | EA | 25
SBCS1314 | United States | USD | CLAMP ASSY, BEAM, 13&14MM | 18.38 | EA | 25
LJCEALY9 | United States | USD | MOLD,CABLE TO BUS/LUG,HOR | 212.91 | EA | 1
TDS1301TR150 | United States | USD | DIVERTER,TD,150V,30KA | 181.59 | EA | 1
EL36SAQ | United States | USD | COUPLER,LENTON,SA,#11, | 65.41 | EA | 1
XLPBR2Q2Q | United States | USD | MOLD,CABLE,VERT PARALLEL | 2851.88 | EA | 1
XACY7Y4 | United States | USD | MOLD,CABLE,HORZ X SAME PL | 212.91 | EA | 1
LPC227B | United States | USD | POINT,CU,BARE,1/2IN X | 73.51 | EA | 1
CAFCA2C | United States | USD | MOLD,CABLE,TO HORZ C.I.PI | 129.72 | EA | 1
S1V29 | United States | USD | MOLD,HV CABLE SPLICE,HORZ | 508.64 | EA | 1
HAR1V12GA | United States | USD | MOLD,#2 CONC TO .064X | 289.29 | EA | 1
534045 | United States | USD | FLEX ADV2MTC 5X63X1 | 509.26 | EA | 1
INTCPTSIIER2 | Asia | USD | ADAPTER, SII TO ER2 MAST | 98.73 | EA | 1
LJCCAJY5 | Europe | USD | MOLD LJCCAJY5 | 212.91 | EA | 1
MBA13CCL | United States | USD | MOLD,BLANK,2 1/2 X 3 X 6 | 167.7 | EA | 1
SBB2710A2A | United States | USD | ENGINE,GRINDER POWER HEAD | 159.39 | EA | 1
EL25D6SA0600 | United States | USD | COUPLER,LENTON,SA HEAD, | 75.7 | EA | 1
PB10SS4K | United States | USD | MOLD,CABLE,HORZ SPLICE | 208.86 | EA | 1
508140 | United States | USD | BOOT, FLEXBUS, | 189.39 | EA | 1
508100 | United States | USD | BRACKET,SUPPORT,CABS, | 43.69 | EA | 4
GTC182C | Europe | USD | MOLD GTC182C | 212.91 | EA | 1
SRF363N | Asia | USD | SRF,N-SERIES, 3PH,63A,240/415V | 4258.13 | EA | 1
SSC1L | United States | USD | MOLD,CABLE,HORZ SPLICE | 212.91 | EA | 1
GYJ242V | United States | USD | MOLD,CABLE TO GRD ROD,VER | 882.44 | EA | 1
LPC671 | United States | USD | STRAP,CU,CABLE TO PIPE | 96.22 | EA | 1
B200 | United States | USD | CADWELD TOOLBAG | 66.94 | EA | 1
OMG40P3P | United States | USD | OMEGA LEXAN, SES40P, 3PH | 7.94 | EA | 1
B166 | United States | USD | RECEPTACLE,GRD,AIRCRAFT,W | 304.43 | EA | 1
CAVTCY1V5C | United States | USD | MOLD,CABLE TO VERT STL,HO | 212.91 | EA | 1
PTCSM2Q | United States | USD | MOLD,CABLE,HORZ THRU PARA | 212.91 | EA | 1
EL28CIPPBG200 | United States | USD | PROTECTOR,THREAD,A12 THD, | 0.75 | EA | 200
ERICORE100U | United States | USD | DOWNCONDUCTOR,LIGHTNING | 13118.925 | EA | 1
GTT14C1K | United States | USD | MOLD,CABLE TO GRD ROD,VER | 207.39 | EA | 1
RBS5000 | United States | USD | BOLT,RETAINER,REBAR FRAME | 148.16 | EA | 1
SST1G | United States | USD | MOLD,CABLE,HORZ SPLICE | 207.39 | EA | 1
S1V37M | United States | USD | MOLD,HV CABLE SPLICE,HORZ | 189.1 | EA | 1
EL3220A2 | United States | USD | COUPLER,LENTON,#10-#6 | 59.47 | EA | 1
LPA858 | United States | USD | CLAMP,AL,CABLE,COMBIN. | 12.44 | EA | 1
PBK010 | United States | USD | KIT,HARDWARE,LUG,150# BET | 13488.726 | EA | 1
C3097 | United States | USD | SUPPORT,MAIN,AL,SBG150 | 356.33 | EA | 0
RHH562Q | United States | USD | MOLD,CABLE TO REBAR,HORZ | 373.05 | EA | 1
GTC163DW | United States | USD | MOLD,CABLE TO GRD ROD,VER | 273.39 | EA | 1
LAC1KEE | United States | USD | MOLD,CABLE TO BUS/LUG,HOR | 212.91 | EA | 1
TAC9E2QW | United States | USD | MOLD,CABLE,HORZ TEE | 273.39 | EA | 1
C262G | United States | USD | STUD,LUG POSTION ASSY | 121.63 | EA | 0
CAHEA1H6 | United States | USD | MOLD,CABLE TO HORZ CAST | 129.72 | EA | 1
HDTAC3D2Q | United States | USD | MOLD,CABLE,HORZ TEE | 212.91 | EA | 1
508140 | Asia | USD | FleXbus IP55, Single Entry, 126/102/175 | 189.39 | EA | 1
HSC2QW | United States | USD | MOLD,CABLE TO HORZ STL,HO | 233.07 | EA | 1
TDXM200FP | United States | USD | PROTECTOR,SURGE,TDXM200FP | 127.91 | EA | 1
MBG07 | United States | USD | MOLD,BLANK,1.56X2X4,VERTI | 40.99 | EA | 1
LPC31912 | United States | USD | BASE,BOLTED,VERT OFFSET, | 45.81 | EA | 1
PTC9T9T | United States | USD | MOLD,CABLE,HORZ THRU PARA | 212.91 | EA | 1
631300 | United States | USD | ROD,GRD,1/2X10,SEC,CU BON | 47.87 | EA | 5
XACY6Y6 | Europe | USD | MOLD XACY6Y6 | 212.91 | EA | 1
534034GE51 | United States | USD | FLEXIBAR,ADV,6X40X1MM,GE, | 264.12 | EA | 10
VNC2CLH1.50 | United States | USD | MOLD,CABLE TO VERT STL,HO | 212.91 | EA | 1
HDTAC2Q3Q | United States | USD | MOLD,CABLE,HORZ TEE | 212.91 | EA | 1
GPECEEK0242Q180 | United States | USD | ELECTRODE,GRD PLATE,1/4 X | 855.82 | EA | 1
534041PHM18 | United States | USD | FLEXIBAR,ADV,8X50X1MM,PHM | 329.44 | EA | 1
PLUSCU2RLD15 | Asia | USD | CADWELD PLUS NEXT GEN REPL LEADS,4.5M | 128.98 | EA | 1
ESBP2/0 | United States | USD | CONNECTOR,SPLIT BOLT,DUAL | 12.33 | EA | 25
534020SER09 | United States | USD | FLEXIBAR,ADV,6X24X1MM,SER | 314.33 | EA | 1
B18707X | Europe | USD | FRAME,ASSY,3 X 3 X 8 IN | 277.43 | EA | 1
PCC2L2C | United States | USD | MOLD,CABLE, HORZ TAP PARA | 212.91 | EA | 1
PBB231A08 | United States | USD | CRUCIBLE,MOLD,W/FRAME | 697.55 | EA | 1
613440CEBNE | United States | USD | ROD,GRD,3/4X1200MM,10 MIL | 31.31 | EA | 5
CSP1NB90 | United States | USD | COAXIAL SURGE PROTECTOR, | 118.93 | EA | 1
EGBA14206JJ | United States | USD | BAR,ASSY,GRD,BUS,1/4 X 2 | 60 | EA | 1
MBNC82 | United States | USD | CONNECTOR,MESH BONDING | 10.13 | EA | 25
RBW6555HA | United States | USD | SLEEVE,CADWELD,LOW SLIP # | 70.43 | EA | 1
A927F179 | Asia | USD | BOLT,HEX HEAD,1/4-20 X 3/ 4 S.S. | 0.65 | EA | 0
G585 | United States | USD | ROD,GRD,5/8INX5FT,GALV | 7.08 | EA | 0
LPA28058F | United States | USD | ADAPTER,AL,5/8IN,FEMALE | 11.04 | EA | 1
558266 | United States | USD | BRAID,SHUNT,INSUL,50MM SQ | 39.9 | EA | 0
VSC1HV5C | United States | USD | MOLD,CABLE TO VERT STL,45 | 212.91 | EA | 1
RDM522GM | United States | USD | MOLD,CABLE TO REBAR,HORZ | 649.88 | EA | 1
DSD140M150 | United States | USD | MODULE, DSD, 150V, 40KA | 58.72 | EA | 1
EL32SAES | United States | USD | COUPLER,LENTON,SA,#10,EPO | 72.96 | EA | 1
PB13ST2QLH | United States | USD | MOLD,CABLE TO RAIL,HORZ T | 208.86 | EA | 1
GTC141G | United States | USD | MOLD,CABLE TO GRD ROD,VER | 212.91 | EA | 1
SBTBT21DLH | United States | USD | WELDER,BOND,3/16 & 1 1/2 | 571.99 | EA | 1
A929B003 | United States | USD | WASHER,HELICAL LOCK,#10 | 1.73 | EA | 0
LPA101CTO | United States | USD | CABLE,AL,SMOOTH WEAVE,26 | 2.16 | EA | 1
508012 | Asia | USD | FleXbus Cond., 360 mm?, 4,000 mm | 399.45 | EA | 1
ML521 | United States | USD | GROMMET,RUBBER,#9600K36 | 0.54 | EA | 0
VLC3ARH | United States | USD | MOLD,CABLE TO VERT STL, | 212.91 | EA | 1
WTBLC10 | United States | USD | WIND TURBINE BLADE | 29.53 | EA | 10
563540 | Asia | USD | BRAID MBJ 16-100-6 | 2.94 | EA | 10
HAAY1M | Europe | USD | MOLD HAAY1M | 92.21 | EA | 1
PTDY9Y0 | Europe | USD | MOLD PTDY9Y0 | 451.38 | EA | 1
LPC628L38 | United States | USD | ADAPTER,CU,THRU-ROOF, | 75.98 | EA | 1
T314A | Asia | USD | BRUSH, RELACEMENTS CABLE CLEANING | 23.02 | EA | 1
685800 | United States | USD | ROD,GROUND,SS,5/8X10 | 242.06 | EA | 0
BKEEALEAL | United States | USD | MOLD,BUS BAR,HORZ TEE BAR | 596.26 | EA | 1
BQCCAJCAJ | Europe | USD | MOLD BQCCAJCAJ | 212.91 | EA | 1
LKT14STHD | United States | USD | COUPLER,LENTON,INTERLOK | 200.64 | EA | 1
SBXST7D | United States | USD | WELDER,HEAD,BOND 3/16 XS, | 412.02 | EA | 1
GYE372G | United States | USD | MOLD,CABLE TO GRD ROD,VER | 596.26 | EA | 1
PTC2L1K | United States | USD | MOLD,CABLE, HORZ THRU PAR | 212.91 | EA | 1
RBT1114101B | United States | USD | MATERIAL,FILLER,#11/#14 T | 54.52 | EA | 1
PB45PLUSF80 | Asia | USD | WELD METAL,CADWELD PLUS,F80,#45 | 7.49 | EA | 20
LPA30458 | United States | USD | PLATE,STAMPED,AIR TERMINA | 22.77 | EA | 1
508011 | United States | USD | BRAID,FLEXIBLE, | 331.8 | EA | 1
TAC2Q4Y | United States | USD | MOLD,CABLE,HORZ TEE | 212.91 | EA | 1
EL2220A12 | United States | USD | COUPLER,LENTON,A12,#7-#6 | 46.66 | EA | 50
XBQ2G2G | Europe | USD | MOLD,CABLE,HORZ X LAPPED, | 406.5 | EA | 1
LPA34758 | United States | USD | BASE,AL,CAST,HALF SADDLE, | 47.82 | EA | 1
559689 | United States | USD | INS,2-1/2,3/8-16 X 5/8 | 5.41 | EA | 10
LPC680 | Asia | USD | RECEPTACLE,CU,AIRCRAFT GROUNDING | 276.83 | EA | 1
UTB15DPM | United States | USD | PROTECTOR,SURGE,UTB REPLA | 143.73 | EA | 1
HDVVF9FV8 | United States | USD | MOLD,CABLE TO VERT STL,VE | 507.28 | EA | 1
553520 | Asia | USD | CONNECTOR FBC 5X20 ZB | 6.01 | EA | 0
LL12S1 | United States | USD | LENTON LOCK,S-SERIES, | 25.43 | EA | 1
P100F20ETN | United States | USD | WELD METAL, CADWELD, F20 | 23.74 | EA | 0
LC22S2ESD | United States | USD | SLEEVE,S2 SERIES,EPOXY | 102.71 | EA | 1
GRC312G | United States | USD | MOLD,CABLE TO GRD ROD,VER | 212.91 | EA | 1
CAHAAW2M | United States | USD | MOLD,CABLE TO HORZ STL,HO | 129.72 | EA | 1
563609 | United States | USD | BRAID,SHUNT,INSULATED, | 8.77 | EA | 10
557270 | United States | USD | BRAID,FLAT,23X2.0,CU,180 | 13.23 | MR | 25
EL43TC3JQ | United States | USD | COUPLER,LENTON,HALF,C3J, | 87.74 | EA | 1
PCC1Y1H | Europe | USD | MOLD PCC1Y1H | 212.91 | EA | 1
631350 | Europe | USD | EARTH ROD,CU BOND,THREAD | 22.26 | EA | 5
LU57TFT12D | United States | USD | LENTON ULTIMATE,FEMALE, | 94.7 | EA | 1
EGBA14618RRT | United States | USD | BAR,GRD BUS,1/4 X 6 X 18 | 581.64 | EA | 1
HDTAC2G1L | United States | USD | MOLD,CABLE,HORZ TEE | 212.91 | EA | 1
EGBA12612NN | United States | USD | BAR,GRD BUS,1/2 X 6 X 12 | 276 | EA | 1
SBG15002 | United States | USD | GUARD,GRINDER,SIDE PULLEY | 69.79 | EA | 1
505646 | United States | USD | BUSBAR,CU,TINNED,0.50X8X | 612.57 | EA | 1
613870 | United States | USD | ROD,GRD,3/8X7,CU BONDED | 22.51 | EA | 5
534037 | United States | USD | FLEX ADV2MTC 3X50X1 | 324.65 | EA | 1
285000 | United States | USD | KIT,FLEXIBAR,ADV,EATON | 206.16 | EA | 10
ZZSPSERVICE | United States | USD | MISC CHARGE SURGE PROTECT | 1.37 | EA | 0
VBC2GV4 | United States | USD | MOLD,CABLE TO VERT STL,VE | 212.91 | EA | 1
GFC16Y5 | Europe | USD | MOLD GFC16Y5 | 212.91 | EA | 1
ERICORE115T | United States | USD | DOWNCONDUCTOR,LIGHTNING, | 16346.976 | EA | 1
SES160B120V | United States | USD | SES, 160KA, BASIC, 120V | 324.82 | EA | 1
FLXPLAM0072 | Asia | USD | 718-A57362-001 | 433.42 | EA | 1
ARC2205SS | United States | USD | COUPLER,ASSY,WITH AIR TER | 98.04 | EA | 1
ECRV082Q4D | United States | USD | GROUND ROD,ASSY,KIT,8 FT, | 1461.36 | EA | 1
EGBA14620CC | United States | USD | BAR,GRD BUS,1/4 X 6 X 20 | 288.87 | EA | 1
EGBA14624LL | United States | USD | BAR,ASSY,GRD BUS,1/4 X 6 | 378 | EA | 1
FJ2G120 | United States | USD | JUMPER,SWAGED,2/0 CONC | 172.57 | EA | 1
SB02SC36001 | United States | USD | MOLD,CABLE,HORZ SPLICE SI | 113.35 | EA | 1
B121DE | Asia | USD | LUG, CU, 3/16X1W/1-9/16 | 9.18 | EA | 10
PB80LS3SJK003M | United States | USD | MOLD,CABLE TO BUS/LUG,HOR | 697.55 | EA | 1
GYE182F | United States | USD | MOLD,CABLE TO GRD ROD,VER | 596.26 | EA | 1
RDM52Y4 | Europe | USD | MOLD,70MM2 CONC TO #4 | 649.88 | EA | 1
HSCY8 | United States | USD | MOLD,CABLE TO HORZ STL, | 212.91 | EA | 1
TACY4Y1 | Europe | USD | MOLD TACY4Y1 | 212.91 | EA | 1
PTDV9D7 | United States | USD | MOLD,CABLE, HORZ THRU PAR | 451.38 | EA | 1
PCC2Q1E | United States | USD | MOLD,CABLE, HORZ TAP PARA | 212.91 | EA | 1
DLT | Asia | USD | DATA LINE TERMINATOR | 201.11 | EA | 1
EGBA14312NN | United States | USD | BAR,GRD BUS,1/4 X 3 X 12 | 126 | EA | 1
WTBLCH | Asia | USD | WIND TURBINE BLADE LP CARD HOLDER | 30.54 | EA | 10
LACW3CAJ | United States | USD | MOLD,CABLE TO BUS/LUG,HOR | 212.91 | EA | 1
A805A40CB | United States | USD | CABLE,COMP,THFT DET | 45.35 | EA | 0
PGT1G1GM | United States | USD | MOLD,CABLE,HORZ THRU PARA | 139.13 | EA | 1
PBK15020 | United States | USD | KIT,BOND,SIGNAL,500KCM,4 | 3431.28 | EA | 1
A238EC2S12LH | United States | USD | CLAMP,FENCE,4/0 X 12 IN F | 312.22 | EA | 1
552220 | United States | USD | MOUNTING KIT,INSULATOR | 2.08 | EA | 20
B233A06 | United States | USD | CRUCIBLE,GRAPHITE,8 X 4 X | 1070.44 | EA | 1
CMC18CAJ | Europe | USD | MOLD CMC18CAJ | 212.91 | EA | 1
554770 | United States | USD | POLY,SLEEVE,50 M,BLACK, | 1.72 | MR | 1
SES40PBRK | United States | USD | BRACKET FOR SES40P SERIES | 27.73 | EA | 1
534001LAM07 | United States | USD | FLEXIBAR,ADV,3X9X0.8,LAM, | 72.96 | EA | 10
CAVHT1G14 | United States | USD | MOLD,CABLE,TO VERT CAST I | 207.39 | EA | 1
XLSVR2L | United States | USD | MOLD,CABLE,VERT SPLICE | 343.11 | EA | 1
250 | Asia | USD | WELDMETAL, F20 250 GM | 39.99 | EA | 10
548670 | United States | USD | INSULATOR,BUSBAR,ISO TP | 18.47 | EA | 10
CWP3J | United States | USD | CLAMP,WATER PIPE,BAZ,2 1/ | 59.72 | EA | 4
RCE582Q | United States | USD | MOLD,CABLE TO REBAR,VERT | 596.26 | EA | 1
508030 | United States | USD | BRAID,FLEXIBLE, | 382.19 | EA | 1
534042ABB04 | United States | USD | FLEXIBAR, ADV, 10X50X1MM | 225.02 | EA | 1
M12H0106HD | United States | USD | 1 X 18IN HDG SLOTTED CHAN | 9200 | EA | 1
A109AG | United States | USD | CABLE,SAMPLE,12 IN LONG,2 | 15.07 | EA | 1
RTH552G | United States | USD | MOLD,CABLE TO REBAR,HORZ | 373.05 | EA | 1
SBXST6C | United States | USD | WELDER,HEAD BOND,3/16X7 1 | 309.12 | EA | 1
XLPTC2Q2Q | United States | USD | MOLD,CABLE,HORZ THRU PARA | 715.08 | EA | 1
TMGBA12L15PT | Europe | USD | BAR ASSY,GRD BUS,1/4X4X12 | 174 | EA | 1
SBPAJ342 | United States | USD | BOND,PLUG,S8 3/16X42 LONG | 30.68 | EA | 1
LPC295L5F5F | United States | USD | ADAPTER,CU,CPLG,5/8 FEM | 8.88 | EA | 1
LPC2932F2M | Europe | USD | ADAPTER,CU,COUPL.,1/2IN | 19.9 | EA | 1
534022LAM11 | United States | USD | FLEXIBAR,ADV,10X24X1,LAM, | 77.51 | EA | 10
HDTAC2V3Q | United States | USD | MOLD,CABLE,HORZ TEE | 212.91 | EA | 1
RCE551L | United States | USD | MOLD,CABLE TO REBAR,VERT | 596.26 | EA | 1
EGBA14214BDT | United States | USD | BUSBAR,GRD,CU,1/4X2X14,BD | 144 | EA | 1
BAKGNM | United States | USD | MOLD,BUS BAR,HORZ SPLICE | 781.18 | EA | 1
LPA34558 | United States | USD | BASE,AL,CAST,RIDGE, | 41.42 | EA | 1
TACY0W3 | Europe | USD | MOLD TACY0W3 | 212.91 | EA | 1
EDT248010R | United States | USD | ENHANCED TYPE 2, 480V, 10 | 83.82 | EA | 1
LPC34358 | United States | USD | BASE,CU,STRAP,OFFSET, | 65.17 | EA | 1
RJC531K | United States | USD | MOLD,CABLE TO REBAR,VERT | 212.91 | EA | 1
LPS412 | United States | USD | POINT,SS,INDUSTRIAL STACK | 115.98 | EA | 1
534000 | United States | USD | FLEX ADV2MTC 8X6X0,5 | 67.84 | EA | 4
PTC2G2Q | United States | USD | MOLD,CABLE,HORZ THRU PARA | 212.91 | EA | 1
B540C456T | United States | USD | STRIP,BUS,DETAIL,1/16X2X7 | 76.56 | EA | 1
RDH561L | United States | USD | MOLD,CABLE TO REBAR,HORZ | 373.05 | EA | 1
PB10LAS5CE | United States | USD | MOLD,CABLE TO BUS/LUG,HOR | 153.72 | EA | 1
LAC2GDE | United States | USD | MOLD,CABLE TO BUS/LUG,HOR | 212.91 | EA | 1
XBZY7Y7 | United States | USD | MOLD,CABLE,HORZ X LAPPED | 610.58 | EA | 1
CSP1F90 | Asia | USD | COAXIAL SURGE PROTECTOR, F-TYPE 90V | 127.11 | EA | 1
LPC30912 | United States | USD | BASE,CU,POINT,1/2IN, | 49.72 | EA | 1
A809A04F40 | United States | USD | WIRE,CU,SOL,BARE,#6,HARD | 38.25 | EA | 1
A130H | United States | USD | TUBING,HEAT SHRINK,#8 TO | 5.78 | EA | 0
XLGTC182V | United States | USD | MOLD,CABLE TO GRD ROD,VER | 212.91 | EA | 1
TAC1E1E | United States | USD | MOLD,CABLE,HORZ TEE | 212.91 | EA | 1
SK485I | Asia | USD | STRUT CLIP | 513.34 | EA | 0
FJ2G240 | United States | USD | JUMPER,SWAGED,2/0RLAYINSU | 310.33 | EA | 1
XLLQJEH4LS | United States | USD | MOLD,CABLE TO BUS/LUG,VER | 844.98 | EA | 1
CAS20F | United States | USD | SLEEVE,CU,.240 ID X .302 | 0.96 | EA | 25
505684 | United States | USD | BUSBAR,SPECIAL,3/8X4,640X | 755.57 | EA | 1
PB10SS1T2G | United States | USD | MOLD,CABLE,HORZ SPLICE | 153.72 | EA | 1
HDPTC1V1V | United States | USD | MOLD,CABLE, HORZ THRU PAR | 212.91 | EA | 1
LPC555 | Asia | USD | LUG,CU,CAST,BONDING,1/4IN DIA BLT - MINI | 20.38 | EA | 1
GTC33SG | United States | USD | MOLD,CABLE TO GRD ROD,VER | 212.91 | EA | 1
RDM512L | United States | USD | MOLD,CABLE TO REBAR,HORZ | 649.88 | EA | 1
SSC3D | United States | USD | MOLD,CABLE,HORZ SPLICE | 212.91 | EA | 1
TDX300S277/480 | Asia | USD | TDX300S, 3PH, 277/480V, 4W+G, 300KA/PH, | 3997.98 | EA | 1
504971 | Asia | USD | AFBS-B 600 | 214.53 | EA | 1
613400CU | United States | USD | ROD,GRD,SOLID CU,3/4X10FT | 8.08 | EA | 0
TAC2V1E | United States | USD | MOLD,CABLE,HORZ TEE | 212.91 | EA | 1
B540A12695C | United States | USD | COVER,BUSBAR,1/2X6X94, | 279.57 | EA | 0
GYF333Q | United States | USD | MOLD,CABLE TO GRD ROD, | 507.28 | EA | 1
GYR16T1 | United States | USD | MOLD,CABLE TO GRD ROD,VER | 289.29 | EA | 1
CASST1L | United States | USD | MOLD,CABLE,HORZ SPLICE | 207.39 | EA | 1
ERICORE007T | United States | USD | DOWNCONDUCTOR,LIGHTNING, | 2178.53 | EA | 1
TAC2Q3Q | United States | USD | MOLD,CABLE,HORZ TEE | 212.91 | EA | 1
534045L3M | United States | USD | FLEXIBAR,ADV,5X63X1MM,3M, | 763.89 | EA | 1
MBA60BT | United States | USD | MOLD,BLANK,150200 C PRICE | 133.66 | EA | 0
GR1182QPLUS | Asia | USD | ONE-SHOT,4/0 CONC TO 5/8 14.3MM DIA ROD | 27.41 | EA | 0
RBVC23075M | United States | USD | BASIN,POURING,#18 VERT | 1139.37 | EA | 1
RBT12917HA | United States | USD | SLEEVE,CADWELD,SPECIAL T- | 119.21 | EA | 1
TAC1V2Q | United States | USD | MOLD,CABLE,HORZ TEE | 212.91 | EA | 1
TDSGAWB17 | United States | USD | BAR ASSY,GRD BUS,WALL | 326.38 | EA | 1
FLXKIR0002 | United States | USD | KIT,FLEXIBAR,ADV,3X20X1MM | 141.57 | EA | 1
LJCEGS1 | United States | USD | MOLD,CABLE TO BUS/LUG,HOR | 212.91 | EA | 1
ERICORE086T | United States | USD | DOWNCONDUCTOR,LIGHTNING, | 12542.516 | EA | 1
LAC3QEHW | United States | USD | MOLD,CABLE TO BUS/LUG,HOR | 233.07 | EA | 1
VBC1YV3C | United States | USD | MOLD,CABLE TO VERT STL,VE | 212.91 | EA | 1
GTC16W6 | Europe | USD | MOLD GTC16W6 | 212.91 | EA | 1
B1331K | Europe | USD | SLEEVE,CU,.140 ID X .202 | 0.87 | EA | 25
LPC224BST | Asia | USD | POINT,CU,BLUNT BARE,1/2INX 18IN | 32.49 | EA | 1
VVR2QV14 | United States | USD | MOLD,CABLE TO VERT 14 STL | 289.29 | EA | 1
559682 | United States | USD | INSULATOR,2,5/16-18 X 1/2 | 4.35 | EA | 25
TAC2Q2G | United States | USD | MOLD,CABLE,HORIZ TEE | 212.91 | EA | 1
EC26C26 | United States | USD | CONNECTOR,COMPRESSION,C- | 21.58 | EA | 1
HTC2L | United States | USD | MOLD,CABLE TO HORZ STL,HO | 212.91 | EA | 1
EL43T36P14L | United States | USD | COUPLER,LENTON,POSITION, | 181.53 | EA | 1
EGBB14433DBT | United States | USD | BUSBAR,GRD,CU,1/4X4X33,DB | 443 | EA | 1
VTC1L | United States | USD | MOLD,CABLE TO VERT STL,HO | 212.91 | EA | 1
NCR161H | United States | USD | MOLD,CABLE TO GRD ROD,HOR | 289.29 | EA | 1
LPC124LCTO | United States | USD | CABLE,CU,SMOOTHWEAVE, | 10.51 | EA | 1
XLENDPAMPAM | United States | USD | MOLD,BUS BAR,HORZ ELL BAR | 535.81 | EA | 1
505660 | United States | USD | BUSBAR,SPECIAL,C11000 CU | 202.03 | EA | 1
XBM3Q2C | United States | USD | MOLD,CABLE,HORZ X LAPPED | 649.88 | EA | 1
LPA31612 | United States | USD | BASE,AL,VENT STRAP, | 32.87 | EA | 1
615800LP | United States | USD | GR ROD, PTD, CU-BOND, NOM | 48.26 | EA | 1
GTC181Y | United States | USD | MOLD,CABLE TO GRD ROD,VER | 212.91 | EA | 1
815800 | United States | USD | GROUND ROD,GALV,POINTED, | 39.54 | EA | 5
534026PDI40 | United States | USD | FLEXIBAR,ADV,5X32X1MM,PDI | 100.01 | EA | 10
B279DLH | United States | USD | COVER,FRAME,MTG,LH | 9.19 | EA | 1
534409LAM01 | United States | USD | BRAID,SHUNT,INSUL,IBSB AD | 19.24 | EA | 1
DEPRS42299D | Europe | USD | DEPRS42299D | 112.66 | EA | 1
TL9C | United States | USD | COLLAR | 1.68 | EA | 0
GYR182L | Europe | USD | MOLD GYR182L | 289.29 | EA | 1
SSC2Q2C | United States | USD | MOLD,CABLE HORZ SPLICE | 212.91 | EA | 1
BACCG | United States | USD | MOLD,BUS BAR,HORZ SPLICE | 212.91 | EA | 1
615840 | United States | USD | ROD,GRD,5/8X4,CU BONDED | 21.27 | EA | 5
LPC437LG | United States | USD | BASE,CU,BARE,TOP MOUNT, | 251.31 | EA | 1
KA102 | United States | USD | LUG,CU, 2X25X50MM, 1 HOLE | 6.02 | EA | 10
CDMV01H2B | United States | USD | MOLD,GRAPHITE,MULTI,VERT | 71.92 | EA | 1
HDPTC9F9C | United States | USD | MOLD,CABLE,HORZ THRU PARA | 212.91 | EA | 1
LPC127L250 | United States | USD | CABLE,CU,ROPELAY,32 STR | 13.91 | FT | 250
EL2825A2MG | United States | USD | COUPLER,LENTON STANDARD,# | 79.7 | EA | 1
HDGTD183Q | United States | USD | MOLD,CABLE TO GRD ROD,VER | 451.38 | EA | 1
564300 | United States | USD | BRAID,SHUNT,POWER,TINNED | 291.62 | EA | 2
LPC122L500 | United States | USD | CABLE,CU,SMOOTH WEAVE,32 | 6.25 | FT | 500
EGBA38412CCT | United States | USD | BAR,GRD BUS,3/8 X 4 X 12 | 537.82 | EA | 1
GRCP160Y6 | United States | USD | MOLD,CABLE TO GRD ROD,VER | 212.91 | EA | 1
SBB2721VS72 | United States | USD | SHUNT,BASE,HARD,3/16 W/OR | 178.1 | EA | 1
BMCEAMCAJ | United States | USD | MOLD,BUS BAR,HORZ TEE BAR | 212.91 | EA | 1
B319 | United States | USD | FRAME,ASSY,VERTICAL SURFA | 113.51 | EA | 1
ESBP2/0 | Europe | USD | CONNECTOR,SPLIT BOLT,DUAL | 12.33 | EA | 25
LPC467 | United States | USD | PLATE,CU,FLUSH MOUNT FOR | 180.53 | EA | 1
LPDRAWING | United States | USD | MAKE TO DRAWING | 133.37 | EA | 1
PCC2Q1V | United States | USD | MOLD,CABLE,HORZ TAP PARAL | 212.91 | EA | 1
B277B3 | United States | USD | FRAME,ASSY,FOR SPLIT T MO | 41.24 | EA | 1
563830 | United States | USD | BLOCK,DISTRIBUTION,MULTI | 46.76 | EA | 1
SSCL9 | United States | USD | MOLD,CABLE,HORZ SPLICE | 212.91 | EA | 1
HDXBM2Q2GW | United States | USD | MOLD,CABLE,HORZ X LAPPED | 649.88 | EA | 1
EGRD58I | United States | USD | DRIVER,ROD,GRD,5/8,INSERT | 153.99 | EA | 0
SB1058 | United States | USD | ROD,GRD,5/8 CU CLAD PLAIN | 23.69 | EA | 0
545896 | United States | USD | KIT,STOP,EJECTION,SHORT | 37.56 | EA | 1
LPC30512THRU | United States | USD | BASE,CU,THRU HOLE,1/2 IN | 57.84 | EA | 1
PB13ST1L175CRLH | United States | USD | MOLD,CABLE TO RAIL,HORZ T | 208.86 | EA | 1
625850 | United States | USD | ROD,GRD,5/8X5,CU BOND | 28.9 | EA | 5
LPC050IN0044.0 | United States | USD | CABLE,CU,SMOOTH WEAVE, | 1159.83 | EA | 1
RBWS2401F | United States | USD | BASIN,POURING,#11 VARIABL | 373.23 | EA | 1
K20 | Asia | USD | CADDY, WIRE OR ROD CONDUIT HGR | 150.99 | EA | 1000
B1642Q | Europe | USD | GRD PLATE,GRD,4 HOLE,12-1 | 79.41 | EA | 1
534026PDI34 | United States | USD | FLEXIBAR,ADV,5X32X1MM,PDI | 164.36 | EA | 10
EL36P8EG | United States | USD | COUPLER,LENTON POSITION, | 174.65 | EA | 1
DT230040R | United States | USD | TYPE 2, 300V, 4 0 | 204.78 | EA | 1
LPA225F | United States | USD | POINT, AL, FLAT, 1/2 X 24 | 16.74 | EA | 1
HDVSC2GV3C | United States | USD | MOLD,CABLE TO VERT STL,45 | 212.91 | EA | 1
615863 | United States | USD | ROD,GRD,5/8X6,CU BONDED | 35.54 | EA | 5
CAVHP1V8 | United States | USD | MOLD,CABLE TO VERT CAST I | 233.95 | EA | 1
XLPTC2L2L | United States | USD | MOLD,CABLE, HORZ THRU PAR | 252.73 | EA | 1
EHL58G2G | United States | USD | CONNECTOR,COMPRESSION,GAL | 16.58 | EA | 25
PB10QT2QA150 | United States | USD | MOLD,CABLE TO RAIL,HORZ | 208.86 | EA | 1
LPC227ST | United States | USD | POINT,CU,BLUNT,1/2IN X | 106.23 | EA | 1
534044 | Asia | USD | FLEX ADV2MTC 4X63X1 | 426.05 | EA | 1
GUYKIT4M/GRIP | United States | USD | RING,KIT,GUYING,4 MAX HGT | 891.06 | EA | 1
GTCP190Y7 | United States | USD | MOLD,CABLE TO GRD ROD,VER | 212.91 | EA | 1
XL150 | United States | USD | WELD METAL,ALLOY,F20,EXOL | 67.32 | EA | 4
A203BLK | United States | USD | CLIP,RAIL,BULK 5/16 DIA P | 6.92 | EA | 0
GRC182Q | United States | USD | MOLD,CABLE TO GRD ROD,VER | 212.91 | EA | 1
LPA670 | United States | USD | STRAP,AL,CABLE HOLDER, | 66.42 | EA | 1
EL36S4 | United States | USD | COUPLER,LENTON,STRAIGHT, | 62.26 | EA | 1
A240E2S36001LH | United States | USD | CLAMP,FENCE,4/0X36 FLEX J | 372.85 | EA | 1
PB10GT181H | United States | USD | MOLD,CABLE TO GRD ROD,VER | 208.86 | EA | 1
RPS50NEORUB | United States | USD | PROTECTOR,RUBBER,NEOPRENE | 0.42 | EA | 0
561720 | United States | USD | METAL SPACER M5 X 50 | 1.23 | EA | 25
SSGRDN10 | United States | USD | DRIVE NUT,1 IN,SS | 27.95 | EA | 0
SSPDTC3P300 | United States | USD | SSPD, TNC, THREE PHASE, | 456.79 | EA | 1
LPA248 | Asia | USD | POINT,AL,5/8 X 48IN | 51.28 | EA | 1
RRC53X4 | United States | USD | MOLD,CABLE TO REBAR,HORZ | 212.91 | EA | 1
EGBA142120EE | United States | USD | BAR,GRD BUS,1/4 X 2 X 120 | 885 | EA | 1
615800SG01 | United States | USD | GROUND ROD,COPPERBONDED,5 | 46.4 | EA | 5
GRC223Q | United States | USD | MOLD,CABLE TO GRD ROD,VER | 212.91 | EA | 1
RDH582QMW | United States | USD | MOLD,CABLE TO REBAR,HORZ | 413.37 | EA | 1
534016L3MP | United States | USD | FLEXIBAR,BUSBAR,MTO, | 94.62 | EA | 200
RBTSC18550M | United States | USD | BASIN,POURING,#18 HORIZ | 812.73 | EA | 1
TACT4 | Europe | USD | MOLD TACT4 | 212.91 | EA | 1
SBB855C1K72 | United States | USD | STUD,GROUNDING,AL/CU,W/72 | 97.94 | EA | 1
ESB8 | United States | USD | CONNECTOR,SPLIT BOLT,SIL | 2.54 | EA | 200
534034ARZ29 | United States | USD | FLEXIBAR,ADV,6X40X1MM,ARZ | 268.01 | EA | 10
561142 | Asia | USD | BLOCK,SPLICE,350AMP,LUG | 46.95 | EA | 120
631340 | Europe | USD | EARTH ROD,CU BOND,THREAD | 19.46 | EA | 5
CWP2J | Asia | USD | CLAMP,WATER PIPE,BRZ 1-1/4-2 10SOL-2STR | 22.26 | EA | 50
EL12A2D6 | United States | USD | COUPLER,LENTON,#4 TERMINA | 32.45 | EA | 1
GRP331K | United States | USD | MOLD,CABLE TO GRD ROD, | 234 | EA | 1
ACT403 | United States | USD | MOLD,SEALER,CADWELD,2 LB | 208.86 | EA | 0
RBW664 | United States | USD | FRAME,ASSY,POURING | 266.54 | EA | 1
563619 | United States | USD | BRAID,SHUNT,INSULATED, | 9.09 | EA | 10
HAH2L20C | United States | USD | MOLD,CABLE TO HORZ STL, | 373.05 | EA | 1
VSC9FV8C | United States | USD | MOLD,CABLE TO VERT STL,45 | 212.91 | EA | 1
716662 | United States | USD | LUG,CABLE,CU,RKS185/12 | 25.99 | EA | 50
EGBB14412CC | United States | USD | BAR,GRD BUS,1/4 X 4 X 12 | 146 | EA | 1
HTCY9 | Europe | USD | MOLD HTCY9 | 212.91 | EA | 1
557150 | United States | USD | BRAID,CU,PLAIN,25 M LG, | 56.95 | MR | 1
PTC2C9C | United States | USD | MOLD,CABLE, HORZ THRU PAR | 212.91 | EA | 1
TACY0Y8 | Europe | USD | MOLD TACY0Y8 | 212.91 | EA | 1
EAKFANFAN | United States | USD | MOLD,BUS BAR,HORZ X FLAT | 966.13 | EA | 1
SGD125M | Asia | USD | DIVERTER,SURGE,SPARKGAP,25KA,MODULE | 192.84 | EA | 1
NX1161GPLUS | United States | USD | ONE-SHOT,CABLE TO GRD ROD | 26.48 | EA | 6
EGBB14209HHT | United States | USD | BAR,ASSY,GRD BUS,1/4 X 2 | 95 | EA | 1
A811G20F250 | United States | USD | STOCK,BAR,CU,20GA X 4IN X | 3330.24 | EA | 1
534029ABB17 | United States | USD | FLEXIBAR,ADV,10X32X1,ABB, | 124.7 | EA | 5
RBT1110115H | United States | USD | SPLICE,KIT,#11 CADWELD T- | 258.89 | EA | 1
556780 | Asia | USD | BRAID MBJ 35-150-10 | 6.58 | EA | 10
VSC1VV8C | United States | USD | MOLD,CABLE TO VERT STL,45 | 212.91 | EA | 1
LPA100250 | Europe | USD | CABLE,AL,SMOOTH WEAVE,24 | 1.69 | EA | 75
EGBC14110HH | United States | USD | BAR,GRD BUS,1/4 X 1 X 10 | 50 | EA | 1
EL2220A2 | United States | USD | COUPLER,LENTON STANDARD,# | 36.38 | EA | 1
FLXPJW0003 | United States | USD | FLEXIBAR,ADV,10X63X1,JW | 483.91 | EA | 1
GYR312Q | United States | USD | MOLD,CABLE TO GRD ROD,VER | 289.29 | EA | 1
XLB960A2 | United States | USD | FILTER,EXOLON,FIBERFRAX 2 | 2.39 | EA | 0
XBM3A2Q | United States | USD | MOLD,CABLE,HORZ X LAPPED | 649.88 | EA | 1
LPG36458 | United States | USD | BRACE,ADHESIVE MOUNT, | 167.27 | EA | 1
SSCY1 | Europe | USD | MOLD SSCY1 | 212.91 | EA | 1
RCE512C | United States | USD | MOLD,CABLE TO REBAR,VERT | 596.26 | EA | 1
CAHAAA7 | United States | USD | MOLD,CABLE TO HORZ STL,HO | 129.72 | EA | 1
ACL5001C1 | United States | USD | CONTACT,ANODE,CU,TIN COAT | 47.95 | EA | 1
SBTBT21E | Asia | USD | WELDER, BOND, 5/16 & 1 TAB | 523.36 | EA | 1
TACY8Y5 | United States | USD | MOLD,CABLE,HORZ TEE | 212.91 | EA | 1
LPC227LST | Asia | USD | POINT,CU,1/2IN X 36 IN, SAFETY TIP,TINN | 115.77 | EA | 1
615840SG01 | United States | USD | ROD,GRD,5/8X4,CU BONDED, | 13.61 | EA | 5
SSCW8 | Europe | USD | MOLD SSCW8 | 212.91 | EA | 1
VSC3QV2 | United States | USD | MOLD,CABLE TO VERT STL,45 | 212.91 | EA | 1
XBQ2C9F | United States | USD | MOLD,CABLE,HORZ X LAPPED | 406.5 | EA | 1
CNC18EAL | United States | USD | MOLD,BUS TO GRD ROD,VERT | 212.91 | EA | 1
CAGRP182C | United States | USD | MOLD,CABLE TO GRD ROD,VER | 234 | EA | 1
CAD03 | United States | USD | DIE,ASSY,HAMMER,2/0 CONC, | 294.86 | EA | 0
550780 | United States | USD | BUSBAR,DETAIL,4X12X1000MM | 49.19 | EA | 10
BBCPAL | Europe | USD | MOLD BBCPAL | 212.91 | EA | 1
505654 | United States | USD | BUSBAR,SPECIAL,C11000 CU, | 324.83 | EA | 1
505631 | United States | USD | BUSBAR,SPECIAL,1/2 X4 X 6 | 125.51 | EA | 0
B2700HC60T | United States | USD | STRIP,BUS,ASSY,60 LG | 173.71 | EA | 1
LPC137CTO | United States | USD | CABLE,CU,CONCENTRIC,37 | 14.7 | EA | 1
MS/INDU | United States | USD | QUICK SALE | 15.98 | EA | 0
PB71DS3SJKM | United States | USD | MOLD,CABLE TO UC LUG,HORZ | 325.89 | EA | 1
PQC160-277/480V | United States | USD | SES160B480Y | 1369.94 | EA | 1
VBC9HV4 | United States | USD | MOLD,CABLE TO VERT STL,VE | 212.91 | EA | 1
EL32P8Q | United States | USD | COUPLER,LENTON,POSITION, | 199.98 | EA | 1
TDX200M240D | United States | USD | PROTECTOR,SURGE,TDX200M,3 | 2661.12 | EA | 1
PTC3Q2CW | United States | USD | MOLD,CABLE, HORZ THRU PAR | 253.23 | EA | 1
XLTAC2Q1V | United States | USD | MOLD,CABLE,HORZ TEE | 252.73 | EA | 1
PTCY4Y2 | Europe | USD | MOLD PTCY4Y2 | 212.91 | EA | 1
TDX100C120/240 | Asia | USD | PROTECTOR,SURGE TDX 100C,2PH,120/240V,3W | 717.85 | EA | 1
BQDFAMFAM | United States | USD | MOLD,BUS BAR,VERT TEE TAP | 451.38 | EA | 1
L5001Z5RH | United States | USD | ANGLE,MOLD,SUPPORT,S.S.,R | 47.74 | EA | 1
555266B | United States | USD | MBJ 16-200-6-8 | 3.01 | EA | 250
PBJT52W | United States | USD | WELDER,BOND,250KCM RLAY, | 101.27 | EA | 0
LPC228LST | United States | USD | POINT,CU,1/2IN X 48IN | 150.96 | EA | 1
SES320B120240D | United States | USD | SES, 320KA, BASIC, | 1276.59 | EA | 1
XLTAC2Q2L | United States | USD | MOLD,CABLE,HORZ TEE | 252.73 | EA | 1
HDPTC2G1V | United States | USD | MOLD,CABLE, HORZ THRU PAR | 212.91 | EA | 1
534018ABB19 | United States | USD | FLEXIBAR,ADV,4X24X1MM,ABB | 27 | EA | 1
B399A | United States | USD | CLAMP,HANDLE,MINI EZ FOR | 98.9 | EA | 1
534019RDR01 | United States | USD | FLEXIBAR,ADV,5X24X1MM,RDR | 56.27 | EA | 10
SCC9503A | United States | USD | WELD METAL,ALLOY,F20 | 81.98 | EA | 1
548510 | Asia | USD | ISO TP 40M8 | 3.63 | EA | 25
534034GE23 | United States | USD | FLEXIBAR,ADV,6X40X1MM,GE, | 205.36 | EA | 10
TACY82Q | United States | USD | MOLD,CABLE,HORZ TEE | 212.91 | EA | 1
VSC2QV21C | United States | USD | MOLD,CABLE TO VERT STL,45 | 212.91 | EA | 1
FLXKMCS0001 | United States | USD | KIT,FLEXIBAR,ADV,6X40X1MM | 611.552 | EA | 1
PTC1V9W | United States | USD | MOLD,CABLE,HORZ THRU PARA | 212.91 | EA | 1
GYR161V | United States | USD | MOLD,CABLE TO GRD ROD,VER | 289.29 | EA | 1
VSC1LV21C | United States | USD | MOLD,CABLE TO VERT STL,45 | 212.91 | EA | 1
CAVST1KA | United States | USD | MOLD,CABLE TO VERT STL,45 | 207.39 | EA | 1
B3394 | United States | USD | MOTOR,ENGINE,EFCO 940 | 614.52 | EA | 0
RHC541V | United States | USD | MOLD,CABLE TO REBAR,HORZ | 212.91 | EA | 1
GTC33Y4 | United States | USD | MOLD,CABLE TO GRD ROD,VER | 212.91 | EA | 1
549340 | Asia | USD | CABS 4/5 TN MODULE | 52.23 | EA | 1
SBPAJ346 | United States | USD | BOND,PLUG,S8 3/16X46 LONG | 15.63 | EA | 50
285120 | United States | USD | KIT,FLEXIBAR,ADV,EATON | 345.17 | EA | 1
RJE592QM | United States | USD | MOLD,CABLE TO REBAR,VERT | 596.26 | EA | 1
ERICORE020U | United States | USD | DOWNCONDUCTOR,LIGHTNING, | 2623.76 | EA | 1
SES40P120240SPE | United States | USD | SURGE PROTECTOR, 120/240V | 209.39 | EA | 1
INTCPTSIIERICOR | Europe | USD | ADAPTER, SII TO ERICORE | 94.94 | EA | 1
EGBA14236GG | United States | USD | BAR,GRD BUS,1/4 X 2 X 36 | 270 | EA | 1
EL28S5 | United States | USD | COUPLER,LENTON,STRAIGHT | 48.28 | EA | 1
LPC61058 | Asia | USD | BASE,CU,CAST,CONCEALED FOR 5/8IN POINT | 32.31 | EA | 1
GTC331Y | United States | USD | MOLD,CABLE TO GRD ROD,VER | 212.91 | EA | 1
TAC9F9C | United States | USD | MOLD,CABLE,HORZ TEE | 212.91 | EA | 1
FLXPJW0002 | United States | USD | FLEXIBAR,ADV,10X63X1,JW | 524.84 | EA | 1
HDSSCT1 | Europe | USD | MOLD HDSSCT1 | 212.91 | EA | 1
LPC122L250 | Asia | USD | CABLE,SMOOTHWEAVE,TINNED, 35MM,250FT | 6.67 | FT | 250
LJCAG1T | United States | USD | MOLD,CABLE TO BUS/LUG,HOR | 212.91 | EA | 1
534026SE17 | United States | USD | FLEXIBAR,ADV,5X32X1MM,SE, | 85.59 | EA | 1
ML5GPKG500 | United States | USD | COUPLER,QUICK WEDGE,#5 PK | 37.34 | EA | 1
564000ELE01 | United States | USD | BRAID,SHUNT,POWER,TINNED, | 81.6 | EA | 1
A928K020 | Europe | USD | NUT,HEX,1/2-13 BRONZE | 2.16 | EA | 1
EL22A2D6SS | United States | USD | COUPLER,LENTON,TERMINATOR | 325.71 | EA | 1
HDVVF3QV12 | United States | USD | MOLD,CABLE TO VERT STL,VE | 507.28 | EA | 1
LPC050IN0798.0 | Europe | USD | CABLE,CU,SMOOTH WEAVE,INS | 21313.32 | EA | 0
GTC16Y0 | Europe | USD | MOLD GTC16Y0 | 212.91 | EA | 1
EL22A2ES | United States | USD | COUPLER,LENTON STANDARD,# | 34.74 | EA | 1
SBA257A3A | United States | USD | BRACKET,BOOTLEG TIE PLATE | 35.24 | EA | 0
RCE532L | Europe | USD | MOLD RCE532L | 596.26 | EA | 1
534020FW08 | United States | USD | FLEXIBAR,ADV,6X24X1MM,FW, | 200.87 | EA | 25
558930 | Asia | USD | FLEXIBAR FOLDING TOOL MFF | 3783.74 | EA | 1
B851A12C1A | United States | USD | STRAP,SIGNAL MAST,3 1/2 I | 427.69 | EA | 0
534034ARZ20 | United States | USD | FLEXIBAR,ADV,6X40X1MM,ARZ | 290.23 | EA | 10
B540C876T | United States | USD | BUSBAR,GRD,CU,3/8X6X36IN, | 415.6 | EA | 1
RJE571V | United States | USD | MOLD,CABLE TO REBAR,VERT | 596.26 | EA | 1
5578500200 | United States | USD | RAIL,DIN,CUT,INTO 200 MM | 1.44 | EA | 100
EGBA14430BB | United States | USD | BAR ASSY,GRD BUS,1/4X4X30 | 348 | EA | 1
PB10VS1T | United States | USD | MOLD,CABLE TO VERT STL,45 | 153.72 | EA | 1
VSC2LV21C | United States | USD | MOLD,CABLE TO VERT STL,45 | 212.91 | EA | 1
PB10SS2Q | United States | USD | MOLD,CABLE,HORZ SPLICE | 153.72 | EA | 1
716202 | United States | USD | DRILLING,TEMPLATE,UNIVERS | 382.69 | EA | 1
HDTAD9K9K | United States | USD | MOLD,CABLE,HORZ TEE | 451.38 | EA | 1
GFCP120Y4 | United States | USD | MOLD,CABLE TO GRD ROD,HOR | 212.91 | EA | 1
SIM33B3316 | Europe | USD | MAST 33MM DIAM X 3M, 316 | 502.1 | EA | 1
A238HC2S24LH | United States | USD | CLAMP,FENCE,4/0 X 24 IN F | 332.38 | EA | 1
PCC2L1L | United States | USD | MOLD,CABLE,HORZ TAP PARAL | 212.91 | EA | 1
PBC22W00124TA | United States | USD | BOND,RAIL C,250KCM RLAY 2 | 56.74 | EA | 25
SB20108W2 | United States | USD | BOND,CADWELD TAB,3/16X9-3 | 11.29 | EA | 100
S1V54M | United States | USD | MOLD,HV CABLE SPLICE,HORZ | 243.9 | EA | 1
548420 | United States | USD | INSULATOR,BUSBAR,ISO TP | 1.4 | EA | 50
SCB10001A | United States | USD | WELD METAL,CADWELD RAIL | 55.06 | EA | 1
LPC248LST | Europe | USD | POINT,CU,BLUNT,5/8IN X 24 | 208.61 | EA | 1
556630 | Asia | USD | BRAID MBJ 16-150-8 | 3.65 | EA | 10
545865 | Asia | USD | 14X20MM PUNCH | 319.12 | EA | 1
MBB15BT | United States | USD | MOLD,BLANK,C PRICE 250300 | 145.7 | EA | 0
GTC189D | United States | USD | MOLD,CABLE TO GRD ROD,VER | 212.91 | EA | 1
LPEGH2Q | United States | USD | MOLD,CABLE TO BUS,VERT TE | 596.26 | EA | 1
PQDM3331S120 | United States | USD | PQDM-10-1P-120V, FSPM3331 | 3054.49 | EA | 1
G386 | United States | USD | ROD,GRD,3/8INX6FT,GALV | 6.13 | EA | 0
534047GE07 | United States | USD | FLEXIBAR,ADV,8X63X1,GE | 379.71 | EA | 1
534056RW52 | United States | USD | FLEXIBAR,ADV,6X100X1MM,RW | 517.26 | EA | 10
EL25A2NGV | United States | USD | COUPLER,LENTON,STANDARD, | 48.95 | EA | 1
SPDM100120/240 | United States | USD | PROTECTOR,SURGE,TDX100M,2 | 3520.88 | EA | 1
EL32A2MG | United States | USD | COUPLER,LENTON STANDARD,# | 71.49 | EA | 1
NDR182G1T | United States | USD | MOLD,CABLE TO GRD ROD,HOR | 289.29 | EA | 1
GLCDE2C | United States | USD | MOLD,CABLE TO LUG,HORZ SP | 212.91 | EA | 1
B522B | United States | USD | CLAMP,ASSY,1 1/4 NOMINAL | 37.32 | EA | 0
A929A099 | United States | USD | WASHER,FLAT,3/8 S.S. | 0.53 | EA | 1
LU36MS15D | United States | USD | LENTON ULTIMATE,MALE, | 28.87 | EA | 1
LPC258 | United States | USD | POINT,CU,TUBULAR,5/8X48IN | 171.1 | EA | 1
FLXPHDQ0005 | United States | USD | FLEXIBAR,ADV,10X100X1,HDQ | 607.57 | EA | 1
534027IR09 | United States | USD | FLEXIBAR,ADV,6X32X1MM,IR, | 343.47 | EA | 1
XBZ3A3A | United States | USD | MOLD,CABLE,HORZ X LAPPED | 610.58 | EA | 1
ESB4/0 | United States | USD | CONNECTOR,SPLIT BOLT,SIL | 19.03 | EA | 25
PBW12J72 | United States | USD | BOND KIT,JOINT,2/0 RLAY W | 89.52 | EA | 50
EL32S5AQ | United States | USD | COUPLER,LENTON,STRAIGHT, | 69.14 | EA | 1
LPC456P | United States | USD | BASE,TERMINAL,AIR,CAST,CO | 20.24 | EA | 1
549320 | Asia | USD | BAR SUP CABS 2/10 TN 400 | 103.83 | EA | 1
LPS2855F5M | Asia | USD | ADAPTOR,SS,SWIVEL,5/8IN F TO 5/8IN M | 63.7 | EA | 1
VBC3AV2 | United States | USD | MOLD,CABLE TO VERT STL,VE | 212.91 | EA | 1
ER33000SS | United States | USD | MAST,STEEL,STAINLESS 3M - | 665.66 | EA | 1
XADY9Y8 | United States | USD | MOLD,CABLE,HORZ X SAME PL | 451.38 | EA | 1
548490 | United States | USD | INSULATOR,BUSBAR,ISO TP | 3.74 | EA | 25
MBA44A | United States | USD | MOLD,BLANK,R PRICE 90115 | 192.4 | EA | 1
PQDS3000S120 | United States | USD | PQDS-3-1P-120V, | 890.68 | EA | 1
K220 | United States | USD | MOLD,KIT,GN STYLE,#6 SOL | 852.46 | EA | 1
PQD1201PA | United States | USD | TDS1501SR150A | 204.31 | EA | 1
PQS400120/208 | United States | USD | PROTECTOR,SURGE,PQS400,12 | 3796.74 | EA | 1
LPA102500 | United States | USD | CABLE,AL,SMOOTH WEAVE,28 | 2.21 | FT | 500
GTCP180Y7 | Europe | USD | MOLD GTCP180Y7 | 212.91 | EA | 1
B2700HC72 | United States | USD | STRIP,BUS,ASSY,72 LG | 133.09 | EA | 1
PTC2B2B | United States | USD | MOLD,CABLE, HORZ THRU PAR | 212.91 | EA | 1
VBCY4 | Europe | USD | MOLD VBCY4 | 212.91 | EA | 1
XL300F80 | United States | USD | WELD METAL,ALLOY,F80, | 90.77 | EA | 20
GTC223H | United States | USD | MOLD,CABLE TO GRD ROD,VER | 212.91 | EA | 1
TAC2G1E | United States | USD | MOLD,CABLE,HORZ TEE | 212.91 | EA | 1
CMC18PAJ | United States | USD | MOLD,BUS TO GRD ROD,VERT | 212.91 | EA | 1
TAC2Q2LW | United States | USD | MOLD,CABLE,HORZ TEE | 273.39 | EA | 1
554880 | United States | USD | POLY,SLEEVE,ZIPFLEX,100M | 2.86 | MR | 1
MBA67CBT | United States | USD | MOLD,BLANK,F PRICE 400500 | 489.85 | EA | 1
635840 | Europe | USD | EARTH ROD,CU BOND,THREAD | 22.92 | EA | 5
PQDM3310S120 | United States | USD | PQDM-7-1P-120V, | 1337.74 | EA | 1
GRT311G | United States | USD | MOLD,CABLE TO GRD ROD,VER | 207.39 | EA | 1
GRT161GM | United States | USD | MOLD,CABLE TO GRD ROD,VER | 139.13 | EA | 1
503430 | United States | USD | BRAID,CU,ROUND,TINNED,INS | 49.86 | EA | 25
HSC3X | United States | USD | MOLD,CABLE TO HORZ STL, H | 212.91 | EA | 1
PTCY6Y1 | Europe | USD | MOLD PTCY6Y1 | 212.91 | EA | 1
CWP1JU | Asia | USD | CLAMP,WATER PIPE,BRZ 1/2-1-10 SOL-2 STR | 7.27 | EA | 1
BMCCAJEAL | United States | USD | MOLD,BUS BAR,HORZ TEE BAR | 212.91 | EA | 1
285009C | United States | USD | KIT,FLEXIBAR,LAM FUJI 1.6 | 451.397 | EA | 10
684415 | United States | USD | ROD,GROUND,SS.1 INCH X 15 | 679.81 | EA | 0
SVR2Q8C | United States | USD | MOLD,CABLE,VERT SPLICE | 289.29 | EA | 1
FC082DH | Europe | USD | DUAL-HOLE FENCE CLAMP,3.5 | 87.83 | EA | 1
PCCY4Y4 | United States | USD | MOLD,CABLE, HORZ TAP PARA | 212.91 | EA | 1
LPC664A24 | United States | USD | CONNECTION,THRU,ROOF,W/PV | 189.55 | EA | 1
557380 | United States | USD | LUG,TINNED,CU,PB50,15-50, | 2.59 | EA | 100
LEC2QDE | United States | USD | MOLD,CABLE TO BUS/LUG,HOR | 212.91 | EA | 1
PTC2V2C | United States | USD | MOLD,CABLE, HORZ THRU PAR | 212.91 | EA | 1
557350 | United States | USD | BRAID,FLAT,40X5,CU,360 A | 36.87 | MR | 1
LPC32112 | United States | USD | BASE,CU,STRAIGHT,1/2IN | 34.8 | EA | 1
CAHAAY1 | United States | USD | MOLD,CABLE TO HORZ STL,HO | 129.72 | EA | 1
HDPTC2G2GW | United States | USD | MOLD,CABLE, HORZ THRU PAR | 253.23 | EA | 1
548550 | United States | USD | INSULATOR,BUSBAR,ISO TP | 4.57 | EA | 25
CAPCN2G1V | United States | USD | MOLD,CABLE,HORZ TAP | 261.02 | EA | 1
PB10SS2W2VC | United States | USD | MOLD,CABLE,HORZ SPLICE | 153.72 | EA | 1
INTCPTADM116UN | Asia | USD | ADAPTER,INTERCEPTOR,1/2BSPF & 1-1/16 THD | 107.61 | EA | 1
EL36C3JQ | United States | USD | COUPLER,LENTON,HALF,C3J, | 72.22 | EA | 1
FLXPABB0091 | United States | USD | FLEXIBAR,ADV,8X63X1MM,ABB | 240.825 | EA | 1
FLXPKOM0011 | United States | USD | FLEXIBAR,ADV,3X40X1MM,KOM | 251.081 | EA | 1
EHL34G1K | United States | USD | CONNECTOR,COMPRESSION, | 32.01 | EA | 25
RRC52Y6 | United States | USD | MOLD,CABLE TO REBAR,HORZ | 212.91 | EA | 1
PTCB7 | Europe | USD | MOLD PTCB7 | 212.91 | EA | 1
VVR2QV2.50 | United States | USD | MOLD,CABLE TO VERT STL,VE | 289.29 | EA | 1
SB10PC1H1H | United States | USD | MOLD,CABLE,HORZ TAP PARAL | 139.54 | EA | 1
GCHSC1924 | Asia | USD | KIT,CLIP,GLUED RAIL TIE,19-24MM DIA | 247.1 | EA | 1
HAH2L2 | United States | USD | MOLD,CABLE TO HORZ STL,HO | 373.05 | EA | 1
LPC32158MPT | United States | USD | BASE,CU,STRAIGHT,5/8POINT | 19.63 | EA | 1
EL1210A12 | United States | USD | COUPLER,LENTON,A12,#4-#3 | 36.7 | EA | 285
534034PHM07 | United States | USD | FLEXIBAR,ADV,6X40X1MM,PHM | 167.16 | EA | 1
PTF4Y4Y | United States | USD | MOLD,CABLE, HORZ THRU PA | 507.28 | EA | 1
A802A04T | United States | USD | CABLE,INSUL,500KCM CONC 1 | 4.9 | EA | 0
503530 | United States | USD | BRAID,CU,TINNED,150 M LG, | 6.96 | MR | 1
NCR162L | United States | USD | MOLD,CABLE TO GRD ROD,HOR | 289.29 | EA | 1
EL57TA2 | United States | USD | COUPLER,LENTON STANDARD,# | 104.8 | EA | 1
563450 | Asia | USD | BRAID MBJ 70-300-6 | 20.02 | EA | 10
LPC34758 | Asia | USD | BASE,CU,CAST,HALF SADDLE,5/8IN POINT | 69.69 | EA | 1
LJCCAJY7 | United States | USD | MOLD,CABLE TO BUS/LUG,HOR | 212.91 | EA | 1
HDVSC2P | United States | USD | MOLD,CABLE TO VERT STL,45 | 212.91 | EA | 1
RRA571T | United States | USD | MOLD,CABLE TO REBAR,HORZ | 129.72 | EA | 1
LPC32712 | United States | USD | BASE,CU,STRAP,TILE ROOF, | 124.66 | EA | 1
ELK40B | United States | USD | KEY,CONTROL CAM,40TMM, | 651.55 | EA | 1
ELBEG57AHTCA | United States | USD | LENTON,BAR END GAGE,57MM, | 492.95 | EA | 1
PTC3Q2C | United States | USD | MOLD,CABLE, HORZ THRU PAR | 212.91 | EA | 1
E5A | United States | USD | LITERATURE,GROUNDING,ROOM | 102999.99 | EA | 0
122560 | United States | USD | BATTING SSO-314 | 76.34 | EA | 1
PBW11 | United States | USD | MOLD,RAIL,LUG HORZ TO WEB | 171.94 | EA | 1
EL32P13L | United States | USD | COUPLER,LENTON,P13L,32MM, | 150.66 | EA | 1
GTD18V1 | Europe | USD | MOLD GTD18V1 | 451.38 | EA | 1
LPC553A12 | United States | USD | BASE,STAMPED,AND CAP ASSE | 26.13 | EA | 1
SBTBJ3636B | United States | USD | BOND,JUMPER,3/16 & 1 1/2 | 10.67 | EA | 25
EL22D6SS | United States | USD | ANCHOR,LENTON,EMBEDMENT, | 77.41 | EA | 1
LAC9GEE | United States | USD | MOLD,CABLE TO BUS/LUG,HOR | 212.91 | EA | 1
XBZ3Q9G | United States | USD | MOLD,CABLE,HORZ X LAPPED | 610.58 | EA | 1
561630 | Asia | USD | METAL SPACER M4 X 50 | 1.68 | EA | 50
EGBA14406LL | United States | USD | BAR,GRD BUS,1/4 X 4 X 6 | 84 | EA | 0
503230ERM01 | United States | USD | BRAID,CU,TINNED,3INWX31MM | 688.73 | EA | 1
PTC1D2Q | United States | USD | MOLD,CABLE,HORZ THRU PARA | 212.91 | EA | 1
SLD3YH500 | Asia | USD | CADDY,SPEED LINK Y-HOOK 3MM,500MM LONG | 1231.1 | EA | 100
GRT14A1G | United States | USD | MOLD,CABLE TO GRD ROD,VER | 207.39 | EA | 1
XLYRF2002RHS | United States | USD | MOLD,CABLE,HORZ Y 20 DEG | 602.4 | EA | 1
LPC134CTO | United States | USD | CABLE,CU,CONCENTRIC,19 | 10.37 | EA | 1
534010HDQ18 | United States | USD | FLEXIBAR,ADV,2X20X1MM,HDQ | 41.47 | EA | 1
SES40P1201P | United States | USD | PROTECTOR,SURGE,120V 1PHA | 159.8 | EA | 1
EL43TP9Q | United States | USD | COUPLER,LENTON,POSITION, | 173.64 | EA | 1
EL22SAQSP004 | United States | USD | COUPLER,LENTON,SPECIAL,SA | 65.33 | EA | 1
EL3628A2ES | United States | USD | COUPLER,LENTON STANDARD, | 88.11 | EA | 1
PB13ST1YRH | United States | USD | MOLD,CABLE TO RAIL,HORZ | 208.86 | EA | 1
RJC521G | United States | USD | MOLD,CABLE TO REBAR,VERT | 212.91 | EA | 1
TACY6Y3 | Europe | USD | MOLD TACY6Y3 | 212.91 | EA | 1
559143 | United States | USD | TOOL,STRIPPING TOOLS MFST | 3044.18 | EA | 1
RBW3322 | United States | USD | FRAME,HORZ,SIDE FILL | 460.64 | EA | 1
VACY4 | United States | USD | MOLD,CABLE TO VERT STL,HO | 212.91 | EA | 1
GRT181G | United States | USD | MOLD,CABLE TO GRD ROD,VER | 207.39 | EA | 1
FJ2G72 | United States | USD | JUMPER,SWAGED,2/0 CONC 72 | 118.99 | EA | 1
TACS7S7 | United States | USD | MOLD,CABLE,HORZ TEE | 212.91 | EA | 1
VBC1TV3C | United States | USD | MOLD,CABLE TO VERT STL,VE | 212.91 | EA | 1
EPT1450 | United States | USD | COUPLER,MACHINED,COPPER W | 40.32 | EA | 0
RTC51Y6 | Europe | USD | MOLD RTC51Y6 | 212.91 | EA | 1
LPA2855F5F | United States | USD | ADAPTER,AL,SWIVEL,5/8IN | 36.51 | EA | 1
RRA561E | United States | USD | MOLD,CABLE TO REBAR,HORZ | 129.72 | EA | 1
CAB101AA | United States | USD | LUG,CU,1/16 X 1/2,W/1-9/3 | 5.38 | EA | 0
GYE16T3 | United States | USD | MOLD,CABLE TO GRD ROD,VER | 212.91 | EA | 1
534018GE10 | United States | USD | FLEXIBAR,ADV,4X24X1MM,GE, | 132.64 | EA | 10
TACY4Y9 | Europe | USD | MOLD TACY4Y9 | 212.91 | EA | 1
A930W007 | United States | USD | ANCHOR,EXPANSION SHIELD,3 | 4.37 | EA | 1
TL9 | United States | USD | LUG,TERM,W/SCREW COLLAR | 8.13 | EA | 0
SES40P2083P | United States | USD | PROTECTOR,SURGE,120/208V | 263.97 | EA | 1
B801R011 | United States | USD | MAT,GRD,PREFABRICATED 36 | 649.19 | EA | 0
GRP331L | United States | USD | MOLD,CABLE TO GRD ROD,VER | 234 | EA | 1
715072 | United States | USD | CONTACT,KIT,SINGLE ,SK8 | 34.12 | EA | 1
563720 | United States | USD | POLE,DISTRIBUTION,BLOCK, | 24.77 | EA | 1
508026 | United States | USD | BRAID,FLEXIBLE, | 953.54 | EA | 1
LPC55112 | Asia | USD | BONDING LUG,CAST CU,1/2IN BOLT DIA | 36.89 | EA | 0
EGBA14210EE | United States | USD | BAR,GRD BUS,1/4 X 2 X 10 | 88 | EA | 1
ALUM3M | United States | USD | MAST,SUPPORT,3M ALUMINUM | 379.88 | EA | 1
615880TPC | United States | USD | ROD,GRD,5/8X8,CU BONDED | 37.05 | EA | 5
LLCEK2Q | United States | USD | MOLD,CABLE TO BUS/LUG,VER | 212.91 | EA | 1
508170 | Asia | USD | FleXbus Stripper Cutter | 14.63 | EA | 10
615850GAL01 | United States | USD | ROD,GRD,5/8X5,CU PLATED, | 14.73 | EA | 5
XBM2P2Q | United States | USD | MOLD,CABLE,HORZ X LAPPED | 649.88 | EA | 1
LPC803 | Europe | USD | STRAP,CU,CABLE,1/2IN WIDE | 0.94 | EA | 1
534015 | Asia | USD | FLEX ADV2MTC 10X20X1 | 263.34 | EA | 3
615850 | Europe | USD | EARTH ROD,CU BOND,POINTED | 25.77 | EA | 5
RRA531K | United States | USD | MOLD,CABLE TO REBAR,HORZ | 129.72 | EA | 1
ERICORE712U | United States | USD | DOWNCONDUCTOR,LIGHTNING, | 93406.796 | EA | 1
EGBA14472CB | United States | USD | BUSBAR,GRD,CU,1/4X4X72,CB | 819 | EA | 1
B101CE003 | United States | USD | LUG,CU,1/8 X 1,9/16 HOLE | 18.85 | EA | 1
RHC53Y5 | Europe | USD | MOLD RHC53Y5 | 212.91 | EA | 1
TAC2G1H | Europe | USD | MOLD TAC2G1H | 212.91 | EA | 1
LPC31958 | Asia | USD | BASE,CU,OFFSET,5/8IN POINT | 59.32 | EA | 1
PTC3Q2QW | United States | USD | MOLD,CABLE,HORZ THRU PARA | 253.23 | EA | 1
534028MJP06 | United States | USD | FLEXIBAR,ADV,8X32X1MM,MJP | 152.76 | EA | 1
813400UPC | United States | USD | GROUND ROD,GALV,POINTED | 61.04 | EA | 5
PBXL90 | United States | USD | WELD METAL,EXOLON,F80 | 33.46 | EA | 4
RCE532G | United States | USD | MOLD,CABLE TO REBAR,VERT | 596.26 | EA | 1
SSPDTC3P550 | Europe | USD | SSPD, TNC, THREE PHASE, 5 | 408.01 | EA | 1
EL16S4ANSS | United States | USD | COUPLER,LENTON,STRGHT,S4, | 117.06 | EA | 1
563460 | United States | USD | BRAID,PREFAB,300X28X5MM, | 19.07 | EA | 10
CAPCT1V1H | United States | USD | MOLD,CABLE, HORZ TAP PARA | 207.39 | EA | 1
LPS66218 | United States | USD | SS ALL THREAD,1/2IN X18IN | 77.32 | EA | 1
LPC456 | Asia | USD | CLAMP,CU,BARE HANDRAIL, FOR CABLE OR PO | 84.74 | EA | 1
SB01VS6 | United States | USD | MOLD,CABLE TO VERT STL,45 | 207.39 | EA | 1
B544A028 | United States | USD | BAR ASSY,GRD,W/INSUL & BR | 116.57 | EA | 1
550190 | Asia | USD | BUSBAR TCB 12 X 4 L= 2M | 109.47 | EA | 10
HDTAC2Q2C | United States | USD | MOLD,CABLE,HORZ TEE | 212.91 | EA | 1
534034GE48 | United States | USD | FLEXIBAR,ADV,6X40X1MM,GE, | 271.51 | EA | 10
TACS5S5 | United States | USD | MOLD,CABLE,HORZ TEE | 212.91 | EA | 1
B852A12C2C12 | United States | USD | STRAP,ASSY,SIGNAL MAST GR | 202.29 | EA | 0
561152 | Asia | USD | BLOCK,SPLICE,400A 1250V CABLE-TO-CABLE | 56.39 | EA | 1
VFR3DV10 | United States | USD | MOLD,CABLE TO VERT STL,VE | 289.29 | EA | 1
VVC1L | United States | USD | MOLD,CABLE TO VERT STL,VE | 212.91 | EA | 1
S1V38M | United States | USD | MOLD,HV CABLE SPLICE,HORZ | 722.16 | EA | 1
SPDS200120/208 | United States | USD | PQI, TDX200S120/208 | 5353.07 | EA | 1
TDS150M240 | United States | USD | MODULE, TD, 240V, 50KA | 120.82 | EA | 1
LPA34558 | Asia | USD | BASE,AL,CAST,RIDGE,5/8IN POINT | 41.42 | EA | 1
710057770AEP | United States | USD | ROD,GROUND,5/8,CU BONDED, | 294.51 | EA | 1
HDGTC161V | United States | USD | MOLD,CABLE TO GRD ROD,VER | 212.91 | EA | 1
FLXPABB0086 | United States | USD | FLEXIBAR,ADV,8X63X1MM,ABB | 217.935 | EA | 1
LPG35158 | United States | USD | BRACE,GALV STEEL,TRIPOD | 90.7 | EA | 1
PTC9G2Q | United States | USD | MOLD,CABLE,HORZ THRU PARA | 212.91 | EA | 1
XB32Q2G | Europe | USD | MOLD XB32Q2G | 466.79 | EA | 1
PCC2Q2Q | Europe | USD | MOLD PCC2Q2Q | 212.91 | EA | 1
HTC9D1.50 | United States | USD | MOLD,CABLE TO HORZ STL,HO | 212.91 | EA | 1
SVR8D2Q | United States | USD | MOLD,CABLE,VERT SPLICE | 289.29 | EA | 1
200F80HQ | United States | USD | WELD METAL,CADWELD,F80 HQ | 33.84 | EA | 10
PBWT202C | United States | USD | WELDER ASSY,RAIL,PAIR,1/0 | 693.84 | EA | 1
554750 | United States | USD | POLY,SLEEVE,100 M,BLACK, | 1.19 | MR | 1
EGBC14215NN | United States | USD | BUSBAR,GRD,CU,1/4X2X15,NN | 105 | EA | 1
B101DEOL | Europe | USD | LUG,CU,3/16 X 1 W/I-9/16 | 12.94 | EA | 10
NDR161L | United States | USD | MOLD,CABLE TO GRD ROD,HOR | 289.29 | EA | 1
XAC9G9G | United States | USD | MOLD,CABLE,HORZ X SAME PL | 212.91 | EA | 1
545955 | United States | USD | PUNCH,BOLT, 3/8IN, 5/16 | 140.77 | EA | 1
LACT3EAL | United States | USD | MOLD,CABLE TO BUS/LUG,HOR | 212.91 | EA | 1
SBTBJ3348 | United States | USD | BOND,JUMPER,3/16 & 3/4 TA | 17.55 | EA | 25
534053RW15 | United States | USD | FLEXIBAR,ADV,10X80X1,RW | 354.76 | EA | 10
PTC2G9AW | United States | USD | MOLD,CABLE, HORZ THRU PAR | 253.23 | EA | 1
PB10GLEE2W | United States | USD | MOLD,CABLE TO LUG,HORZ SP | 208.86 | EA | 1
XLPCC2Q1V | United States | USD | MOLD,CABLE,HORZ TAP PARAL | 252.73 | EA | 1
GRC18S5 | United States | USD | MOLD,CABLE TO GRD ROD,VER | 212.91 | EA | 1
SBB364K1 | United States | USD | PULLEY,GRIND SHAFT | 159.39 | EA | 1
TDX200CFPP | United States | USD | TDX 200 COMPACT FLUSH PLA | 263.9 | EA | 1
EL36SASA2400 | United States | USD | COUPLER,LENTON,SASA,DBL | 137.05 | EA | 1
563930 | United States | USD | BLOCK,4,POLE DISTRIBUTION | 44.09 | EA | 1
PKC2Q2Q | United States | USD | MOLD,CABLE,HORZ DEAD END | 212.91 | EA | 1
RBT111012HA | United States | USD | SLEEVE,CADWELD,#11 -2 T | 140.52 | EA | 1
HDHSC2QW | United States | USD | MOLD,CABLE TO HORZ STL,HO | 233.07 | EA | 1
LPP899BK | United States | USD | ADHESIVE,ROOF,10.1OZ M1 | 27.15 | EA | 1
EGBA14496EE | United States | USD | BAR,GRD BUS,1/4 X 4 X 96, | 1092 | EA | 1
XLVSC1HV1 | United States | USD | MOLD,CABLE TO VERT STL,45 | 252.73 | EA | 1
MGATESTER1 | United States | USD | TESTER, SPD COMPONENTS | 3985.76 | EA | 1
B399CS | Asia | USD | CLAMP,HORZ,MINI W/SPRING | 242.54 | EA | 1
TACY6CY6C | United States | USD | MOLD,CABLE,HORZ TEE | 212.91 | EA | 1
BQCCAMCAM | United States | USD | MOLD,BUS BAR,VERT TEE TAP | 212.91 | EA | 1
RBS36874 | United States | USD | CRUCIBLE,EXTENSION,4 IN | 197.39 | EA | 1
VBC2QV3.50 | United States | USD | MOLD,CABLE TO VERT STL, | 212.91 | EA | 1
RJC531H | United States | USD | MOLD,CABLE TO REBAR,VERT | 212.91 | EA | 1
534034ARZ03 | United States | USD | FLEXIBAR,ADV,6X40X1MM,ARZ | 337.9 | EA | 10
LPC1501000 | United States | USD | CABLE,CU,MINI SMOOTH | 3.4 | FT | 1000
290085 | United States | USD | BRAID,ATOTECH CUSTOM | 77.73 | EA | 0
SBRT1040075 | United States | USD | BUSHING,STRIP,3/16X6/64 | 50.01 | EA | 1
K183A4 | United States | USD | PACKING,SAMPLE,KIT | 10.03 | EA | 1
554030 | United States | USD | SILIC BRAID SLEEVE SBS10 | 2.76 | MR | 100
ECRV081T20U | United States | USD | GROUND ROD,ASSY,KIT,8 FT | 1461.36 | EA | 1
GTC169C | United States | USD | MOLD,CABLE TO GRD ROD,VER | 212.91 | EA | 1
EGBA14436QQ | United States | USD | BAR,GRD BUS,1/4 X 4 X 36 | 414 | EA | 1
716722 | United States | USD | CONNECTOR,CABLE,RKC300 | 36.83 | EA | 1
VBC2QV3C | United States | USD | MOLD,CABLE TO VERT STL,VE | 212.91 | EA | 1
LPTHRUCACTO | United States | USD | CONNECTION,CU/AL THRUROOF | 2.14 | EA | 1
534057EPI01 | United States | USD | FLEXIBAR,ADV,8X100X1,EPI, | 421.88 | EA | 1
LQJEH2P | United States | USD | MOLD,CABLE TO BUS/LUG,VER | 882.44 | EA | 1
GTC163QW | United States | USD | MOLD,CABLE TO GRD ROD,VER | 273.39 | EA | 1
568610 | Asia | USD | EARTH,NEUTRAL BUSBAR 12 OUTPUTS | 8.85 | EA | 10
GRCP200Y9 | United States | USD | MOLD,CABLE TO GRD ROD, | 212.91 | EA | 1
PBWX6LH | United States | USD | MOLD,BOND,FIELD MADE TO W | 91.94 | EA | 1
HSC3A | United States | USD | MOLD,CABLE TO HORZ STL,HO | 212.91 | EA | 1
VTC1H | United States | USD | MOLD,CABLE TO VERT STL,HO | 212.91 | EA | 1
FLXPLAM0082 | Asia | USD | 718-A60903-001 | 244.35 | EA | 1
CAVHT1G10 | United States | USD | MOLD,CABLE TO VERT CAST I | 207.39 | EA | 1
WT2TC1MV05.5 | United States | USD | RECEPTOR ASSY, TIP, | 833.06 | EA | 5
HDTAC3Q2Q | United States | USD | MOLD,CABLE,HORZ TEE | 212.91 | EA | 1
534026AMX14 | United States | USD | FLEXIBAR,ADV,5X32X1,AMX | 87.18 | EA | 10
SBM275E1B | United States | USD | PLATE,BACK,30MM X 83MM X | 2.2 | EA | 1
A805A20CBF | Europe | USD | CABLE,COMP,THFT DET,CU BN | 20 | FT | 1
A809A07TF100 | United States | USD | WIRE,CU,SOL,BARE,#2,TINNE | 419.99 | EA | 0
A930H008 | United States | USD | PIN,DOWEL,PIN,DOWEL,4MM X | 0.88 | EA | 1
EL28C3JQ | United States | USD | COUPLER,LENTON,HALF,C3J, | 66.1 | EA | 1
HAA1H162C | United States | USD | MOLD,CABLE TO HORZ STL,HO | 129.72 | EA | 1
508061 | United States | USD | BRAID,FLEXIBLE, | 1342.36 | EA | 1
M103E | United States | USD | CLAMP ASSY,WELDER,T6/T8 | 107.95 | EA | 0
120982 | United States | USD | BATTING SET,BGO-2X100X275 | 65.34 | EA | 1
A809A04F | United States | USD | WIRE,CU,SOL,BARE,#6,HARD | 2.33 | EA | 1
545866 | Asia | USD | 14X20MM DIE | 420.88 | EA | 1
534033DY02 | United States | USD | FLEXIBAR,ADV,5X40X1MM,DY, | 145.77 | EA | 1
FLXPKOM0007 | United States | USD | FLEXIBAR,ADV,3X40X1MM,KOM | 299.142 | EA | 1
508160 | United States | USD | COVER,BOOT, | 164.02 | EA | 1
534016VSE01 | United States | USD | FLEXIBAR,ADV,2X24X1,VSE, | 158.88 | EA | 1
ZCCSS11 | United States | USD | MOLD,CABLE,NO BUILD-UP | 212.91 | EA | 1
HSC9B | United States | USD | MOLD,CABLE TO HORZ STL,HO | 212.91 | EA | 1
PBK239 | United States | USD | LUG,KIT,ASSY,1000 KCMIL | 4138.96 | EA | 1
TAD4Y9F | United States | USD | MOLD,CABLE,HORZ TEE | 451.38 | EA | 1
534027VRT02 | United States | USD | FLEXIBAR,ADV,6X32X1,VRT | 86.66 | EA | 25
LAC2GEEW | United States | USD | MOLD,CABLE TO BUS/LUG,HOR | 233.07 | EA | 1
WS2482RHD | United States | USD | BASIN,POURING,#9 HORIZ, S | 4794.62 | EA | 1
CAHBA1L10 | United States | USD | MOLD,CABLE TO HORZ CAST I | 129.72 | EA | 1
FLXPLAM0004 | United States | USD | FLEXIBAR,ADV,2X15.5X0.8MM | 344.87 | EA | 1
561163 | United States | USD | POWER BLOCK SB 250AL | 19.23 | EA | 1
SBA258B1 | Asia | USD | RAIL,CLIP,2-CONDUCTOR 3/8 OD CABLE 115LB | 12.52 | EA | 25
CSBURC12 | Asia | USD | 1/2 IN, UNIVERSAL RESTRAINT CLIP | 750.8 | EA | 0
LPA100CTO | Asia | USD | CABLE,AL,SMOOTH WEAVE,24 STR X 14GA | 1.78 | EA | 1
631380 | United States | USD | ROD,GRD,1/2X8,SEC,CU BOND | 38.63 | EA | 5
EL22A2 | United States | USD | COUPLER,LENTON STANDARD,# | 18.87 | EA | 1
32 | United States | USD | WELD METAL,CADWELD,F20 | 7.47 | EA | 20
534019AME02 | United States | USD | FLEXIBAR,ADV,5X24X1,AME | 52.36 | EA | 1
XAC2C1Y | United States | USD | MOLD,CABLE,HORZ X SAME PL | 212.91 | EA | 1
LPP899BK | Europe | USD | ADHESIVE,ROOF,10.1OZ M1 | 27.15 | EA | 1
RBWS2089D | United States | USD | BASIN,POURING,#9 LONG NOS | 495.12 | EA | 1
LJCJG1T | United States | USD | MOLD,CABLE TO BUS/LUG,HOR | 212.91 | EA | 1
AGBA14214001T | United States | USD | BAR,BUS,ALUM,TINNED,1/4X2 | 77.36 | EA | 1
CASST1H | United States | USD | MOLD,CABLE,HORZ SPLICE | 207.39 | EA | 1
534029ABB10 | United States | USD | FLEXIBAR,ADV,10X32X1,ABB, | 157.46 | EA | 5
EGBA14448NNT | United States | USD | BAR,GRD BUS,1/4 X 4 X 48 | 651 | EA | 1
SSC1D | United States | USD | MOLD,CABLE,HORZ SPLICE | 212.91 | EA | 1
285008C | United States | USD | KIT,FLEXIBAR,LAM FUJI 1.6 | 456.207 | EA | 10
PBW2SRH | United States | USD | MOLD,RAIL,CABLE HORZ TO W | 70.28 | EA | 1
TDSMPM277 | Asia | USD | MOVTEC PROT MODULE,TDS,3PH,100KA,220V+ | 3329.85 | EA | 1
LPC30512 | Europe | USD | BASE,CU,HORZ/VERT MOUNT, | 43.78 | EA | 1
557600 | United States | USD | BRAID,CU,TINNED,.15MM DIA | 4.36 | MR | 1
PBW12W24B | United States | USD | BOND,JOINT,250 RLAY BARE | 30.57 | EA | 1
RBWS2620LHJ | United States | USD | BASIN,POURING,#14 SPECIAL | 671.5 | EA | 1
PTC9H2QW | United States | USD | MOLD,CABLE,HORZ THRU PARA | 253.23 | EA | 1
556900 | United States | USD | BRAID,PREFAB,150X6MM/SQ, | 2.66 | EA | 10
EL16A2ES | United States | USD | COUPLER,LENTON STANDARD,# | 27.09 | EA | 1
534026PDI52 | United States | USD | FLEXIBAR,ADV,5X32X1MM,PDI | 126.76 | EA | 10
554352 | United States | USD | BRAID,EARTH,SS,50MM2,CPI | 35.01 | EA | 10
SX10RR53Y8 | United States | USD | MOLD,CABLE TO REBAR,HORZ | 289.29 | EA | 1
EGBA14424CB | United States | USD | BAR,GRD BUS,1/4 X 4 X 24 | 282 | EA | 1
ERICORE300U | United States | USD | DOWNCONDUCTOR,LIGHTNING | 39356.815 | EA | 1
T328D | United States | USD | DISK,KIT,STEEL DISKS,3/4 | 21.34 | EA | 1
TAC1V1G | United States | USD | MOLD,CABLE,HORZ TEE | 212.91 | EA | 1
EGBA14406CCT | United States | USD | BUSBAR,GRD,1/4X4X6,LL, | 96 | EA | 1
534014TRJ02 | United States | USD | FLEXIBAR,ADV,6X20X1,TRJ | 147.17 | EA | 1
556100 | United States | USD | POLY,SLEEVE,SPIRFLEX,50M, | 0.96 | MR | 1
PPC2G2Q | United States | USD | MOLD,CABLE,HORZ ELL | 212.91 | EA | 1
CAHBA1V20 | United States | USD | MOLD,CABLE TO HORZ CAST I | 129.72 | EA | 1
505647 | United States | USD | BUSBAR,SPECIAL,C11000 CU, | 242.66 | EA | 1
SSCY82Q | United States | USD | MOLD,CABLE,HORZ SPLICE | 212.91 | EA | 1
HDVVF2G | United States | USD | MOLD,CABLE TO VERT STL,VE | 507.28 | EA | 1
EWB2G9164 | Europe | USD | BOND,ASSY,ROD/CABLE,WELDA | 67.86 | EA | 1
A238EC2S12RH | United States | USD | CLAMP,FENCE,4/0 X 12 IN F | 313.7 | EA | 1
556950 | Asia | USD | EARTH BRAID MBJ 25-500-10 | 12.83 | EA | 10
557001 | United States | USD | BRAID,CU,TINNED,FLAT,500 | 16.46 | EA | 0
GYE18L9 | United States | USD | MOLD,CABLE TO GRD ROD,VER | 596.26 | EA | 1
SBB2700A2B10 | United States | USD | TERMINAL BLOCK ASSY,EPP,I | 27.73 | EA | 20
47858630AEP2 | United States | USD | ROD,GRD,5/8,CU PLATED,15 | 23.6 | EA | 1
534036ABBI04 | United States | USD | FLEXIBAR,ADV,10X40X1,ABBI | 132.49 | EA | 1
LPLC451 | United States | USD | LUG,TERMINAL BONDING,EYE | 127.06 | EA | 1
XLCGC126C1 | United States | USD | MOLD,BUS TO HORZ STL,TAP | 252.73 | EA | 1
EL32D6GV | United States | USD | ANCHOR,LENTON TERMINATOR, | 158.6 | EA | 1
GTC163D | United States | USD | MOLD,CABLE TO GRD ROD,VER | 212.91 | EA | 1
EGBA14220EE | United States | USD | BAR ASSY,GRD BUS,1/4 X 2 | 158 | EA | 1
SSC2W | United States | USD | MOLD,CABLE,HORZ SPLICE | 212.91 | EA | 1
EGBA38418NN | United States | USD | BAR,GRD BUS,3/8 X 4 X 18 | 234 | EA | 1
ML6 | United States | USD | COUPLER,QUICK-WEDGE,#6 | 25.28 | EA | 25
LPA30258 | Europe | USD | BASE,CABLE,AND AIR TERMIN | 18.46 | EA | 1
LPC810L | United States | USD | HOLDER,CU,CABLE,ADHESIVE | 6.38 | EA | 1
VGC8F | United States | USD | MOLD,CABLE TO VERT STL,HO | 212.91 | EA | 1
EGBA14236BD | United States | USD | BAR,ASSY,GRD,BUS,1/4 X 2 | 270 | EA | 1
FLXPLAM0079 | Asia | USD | 718-A58338-001 | 256.06 | EA | 1
A109AQ | United States | USD | CABLE,SAMPLE,6 IN LONG,4/ | 12.97 | EA | 1
VSC1GV8C | United States | USD | MOLD,CABLE TO VERT STL,45 | 212.91 | EA | 1
C103B | United States | USD | CLAMP,3RD RAIL | 733.59 | EA | 1
635880SEC | United States | USD | ROD,GRD,5/8 X 2.4,CU CLAD | 40.62 | EA | 5
LPC55112 | United States | USD | LUG,CU,CAST,BONDING,1/2IN | 36.89 | EA | 1
LPC415 | United States | USD | POINT,CU,BARE,INDUSTRIAL | 227.36 | EA | 1
534010ABB02 | United States | USD | FLEXIBAR,ADV,2X20X1MM,ABB | 26.48 | EA | 10
SBB200R | United States | USD | MOLD,WEB SIGNAL BOND,10MM | 130.15 | EA | 1
SK645I | Asia | USD | STRUT CLIP | 580.58 | EA | 0
ML4GPKG26 | United States | USD | PACKAGE,PIN,QUICK-WEDGE,# | 95.31 | EA | 0
B295X51Z72 | United States | USD | LABEL,ADHESIVE,TYPE 2 | 86.03 | EA | 0
MTKS779EMB | United States | USD | MAT,GRD,6 FT X 6 FT, | 1228.51 | EA | 1
EGFP18HD | United States | USD | LIGHTNING PROTECTION GALV | 5695.89 | EA | 1
RBT81011HSA | United States | USD | SLEEVE,CADWELD,#8 -1 | 104.6 | EA | 1
A800A02F100 | United States | USD | CABLE,CU,BARE,#2 CONC,7 S | 330.78 | EA | 0
563490 | Asia | USD | BRAID MBJ 70-500-10 | 29.75 | EA | 10
GYE182Q | United States | USD | MOLD,CABLE TO GRD ROD,VER | 596.26 | EA | 1
GRCP160Y6 | Europe | USD | MOLD GRCP160Y6 | 212.91 | EA | 1
PQCF160-277/480 | United States | USD | SES160F480Y | 2001.94 | EA | 1
CSBBRS2EG | Asia | USD | SEISMIC REST, STR. ATT, CONC. & WOOD | 738.19 | EA | 100
EGBA14420LL | United States | USD | BAR,GRD BUS,1/4X4X20 | 238 | EA | 1
611380UPC | United States | USD | ROD,GRD,1/2X8,CU BONDED | 38.55 | EA | 5
LPC610BI12 | United States | USD | BASE,CU,CAST,CONCEALED | 34.86 | EA | 1
LPC229BST66 | United States | USD | POINT,CU,BLUNT BARE,1/2IN | 147.1 | EA | 1
534018GE13 | United States | USD | FLEXIBAR,ADV,4X24X1MM,GE, | 154.57 | EA | 10
510310 | Asia | USD | ERIFLEX ISO TPCEI 25 | 47.44 | MT | 25
SBA206 | United States | USD | CLIP,RETAINER,TRACK | 7.98 | EA | 50
LJCFALY1 | Europe | USD | MOLD LJCFALY1 | 212.91 | EA | 1
VTC1TV3C | United States | USD | MOLD,CABLE TO VERT STL,HO | 212.91 | EA | 1
GEC18 | United States | USD | MOLD,GRD ROD, HORZ SPLICE | 212.91 | EA | 1
A235D2Q4LH | United States | USD | CLAMP,FENCE,4/0 X 4 FT TO | 167.51 | EA | 1
B295X51Z64 | United States | USD | LABEL,ADHESIVE,TYPE 2 | 93.77 | EA | 0
HSC2530ZNIBLK | United States | USD | CLIP,SNAP,BLK | 1.19 | EA | 0
GT1181VPLUS | United States | USD | ONE-SHOT,CABLE TO GRD ROD | 27.06 | EA | 6
6138629 | United States | USD | ROD,GRD,3/8X6,CU BONDED | 50.88 | EA | 5
PGT1E1E | United States | USD | MOLD,CABLE, HORZ THRU PAR | 207.39 | EA | 1
A927L007 | United States | USD | SCREW,SQUARE HEAD,5/8-11 | 42.47 | EA | 0
LPC711 | United States | USD | GROUND ROD,CU,SOLID | 589.62 | EA | 1
DQC102G | United States | USD | MOLD,CABLE TO GRD ROD,HOR | 212.91 | EA | 1
RRA541Y | United States | USD | MOLD,CABLE TO REBAR,HORZ | 129.72 | EA | 1
534020AB01 | United States | USD | FLEXIBAR,ADV,6X24X1MM,RW, | 88.88 | EA | 1
635837BULK | United States | USD | KIT,GRD ROD,5/8X3,CU BOND | 132.45 | EA | 50
534034ARZ14 | United States | USD | FLEXIBAR,ADV,6X40X1MM,ARZ | 267.25 | EA | 10
RRA591V | United States | USD | MOLD,CABLE TO REBAR,HORZ | 129.72 | EA | 1
EGBA14212NN | United States | USD | BAR,GRD BUS,1/4 X 2 X 12 | 102 | EA | 1
560880 | United States | USD | BUSBAR,SUPPORT,ABS MODULE | 63.21 | EA | 1
EL2820A12 | United States | USD | COUPLER,LENTON,A12,#9-#6 | 57.59 | EA | 38
MBMAST6M | Asia | USD | MAST,AL,6M,MAST BASE,WELDED TOGETHER | 1034.74 | EA | 1
HDGTC169FW | United States | USD | MOLD,CABLE TO GRD ROD,VER | 273.39 | EA | 1
569010P200 | United States | USD | BLOCK,DISTRIBUTION,80A, | 5.9 | EA | 200
550370 | United States | USD | BUSBAR,PUNCH,1,75 M DPCB | 1688.85 | EA | 2
A808A05C24 | United States | USD | WIRE,STL,CU CLAD,BARE,30% | 2.53 | EA | 1
LPC29612A | United States | USD | TERMINAL,AIR,EXTENSION,PA | 45.65 | EA | 1
EGBA14420CCT | United States | USD | BAR ASSY,GRD BUS,1/4X4X20 | 278 | EA | 1
SBXSS3336 | United States | USD | BOND,SWITCH,3/16 & 3/4 XS | 12.5 | EA | 0
BAKJN | United States | USD | MOLD,BUS BAR,HORZ SPLICE | 966.13 | EA | 1
SBTBJU418 | United States | USD | BOND,KIT,JUMPER,3/16 SIG, | 9.5 | EA | 0
RPSCW6STPX3 | United States | USD | CROSSOVER,6 STEPS, | 167896.72 | EA | 1
XBM3D2G | United States | USD | MOLD,CABLE,HORZ X LAPPED | 649.88 | EA | 1
GTC311L | United States | USD | MOLD,CABLE TO GRD ROD,VER | 212.91 | EA | 1
RCE541G | United States | USD | MOLD,CABLE TO REBAR,VERT | 596.26 | EA | 1
LPC330L | United States | USD | BASE,TERMINAL,MOUNT,PIPE | 82.89 | EA | 1
B134B | United States | USD | SUPPORT,CLAMP,PART,BA.25 | 8.23 | EA | 1
GYR162P | United States | USD | MOLD,CABLE TO GRD ROD,VER | 289.29 | EA | 1
SB10SS1H | United States | USD | MOLD,CABLE,HORZ SPLICE | 149.48 | EA | 1
PHJ3Q3QM | United States | USD | MOLD,CABLE,VERT THHRU PAR | 711.88 | EA | 1
B780 | United States | USD | MOLD/FRAME,ASSY EBV SMK6E | 1377.1 | EA | 1
ZCCSS25 | United States | USD | MOLD,CABLE,NO BUILD-UP | 212.91 | EA | 1
T302A | United States | USD | BRUSH,PAINT,1 INCH | 5.41 | EA | 1
RRC512G | United States | USD | MOLD,CABLE TO REBAR,HORZ | 212.91 | EA | 1
554378 | Asia | USD | CPI 70-800-12 | 48.06 | EA | 1
CAHBA1G12 | United States | USD | MOLD,CABLE TO HORZ CAST I | 129.72 | EA | 1
A811K26F100 | United States | USD | STRIP,CU,26GA X 6 IN,100 | 1022.11 | EA | 0
RTC52Y4 | Europe | USD | MOLD RTC52Y4 | 212.91 | EA | 1
TAC2C1G | United States | USD | MOLD,CABLE,HORZ TEE | 212.91 | EA | 1
PBB125A01WH | United States | USD | FRAME,MOLD HANDLE,2 1/4 | 153.72 | EA | 0
SBS7MTINS | United States | USD | BOND STRAND,SIGNAL,INS,S7 | 1.48 | EA | 500
561145 | United States | USD | BLOCK,SPLICE,500AMP,TUNNE | 66.45 | EA | 1
534056ABB10 | United States | USD | FLEXIBAR,ADV,6X100X1,ABB, | 487.65 | EA | 1
PTC2Q9F | United States | USD | MOLD,CABLE,HORZ THRU PAR | 212.91 | EA | 1
S90-03-30 | United States | USD | TDS350TT277A | 545.9 | EA | 32
SSC1B | United States | USD | MOLD,CABLE,HORZ SPLICE | 212.91 | EA | 1
RBT91011HA | United States | USD | SLEEVE,CADWELD,#9 -1 T- | 99.53 | EA | 1
PTC9F3H | United States | USD | MOLD,CABLE, HORZ THRU PAR | 212.91 | EA | 1
CAFCA1L16 | United States | USD | MOLD,CABLE,TO HORZ C.I.PI | 129.72 | EA | 1
RHH582Q | United States | USD | MOLD,CABLE TO REBAR,HORZ | 373.05 | EA | 1
TAC3D3Q | United States | USD | MOLD,CABLE,HORZ TEE | 212.91 | EA | 1
CAHBA1K6 | United States | USD | MOLD,CABLE TO HORZ CAST I | 129.72 | EA | 1
534047CPG02 | United States | USD | FLEXIBAR,ADV,8X63X1,PG | 281.5 | EA | 1
SBPAC3A | United States | USD | CONNECTOR,PLUG TRACK,3/16 | 5.78 | EA | 200
M22152 | United States | USD | INSULATOR,3RD RAIL,70SYM, | 41.23 | EA | 1
VSC3D | United States | USD | MOLD,CABLE TO VERT STL,45 | 212.91 | EA | 1
GTC18Y1 | Europe | USD | MOLD GTC18Y1 | 212.91 | EA | 1
PB10SS3S | United States | USD | MOLD,CABLE,HORZ SPLICE | 153.72 | EA | 1
FLXPLAM0087 | United States | USD | FLEXIBAR,ADV,3X9X0.8MM, | 340.79 | EA | 1
CAVNT1V6RH | United States | USD | MOLD,CABLE TO VERT STL,HO | 207.39 | EA | 1
EGBA14230BB | United States | USD | BAR,ASSY,GRD BUS,1/4 X 2 | 228 | EA | 1
VBCY7 | United States | USD | MOLD,CABLE TO VERT STL,VE | 212.91 | EA | 1
XBM2Q2Q | United States | USD | MOLD,CABLE,HORZ X LAPPED | 649.88 | EA | 1
LPC551L38 | United States | USD | LUG,CU,CAST,BONDING,3/8IN | 54.35 | EA | 1
TACH5H5 | United States | USD | MOLD,CABLE,HORZ TEE | 212.91 | EA | 1
EL22D16ES | United States | USD | COUPLER,LENTON,TERMINATOR | 20.68 | EA | 1
LPA103IN0054.0 | United States | USD | CABLE,AL,SMOOTH WEAVE, | 637.9 | EA | 1
GEC16 | United States | USD | MOLD,GRD ROD, HORZ SPLICE | 212.91 | EA | 1
ERICORE036T | United States | USD | DOWNCONDUCTOR,LIGHTNING, | 5983.03 | EA | 1
VSCY2 | United States | USD | MOLD,CABLE TO VERT STL,45 | 212.91 | EA | 1
PBK263 | United States | USD | KIT,RAIL,MOLD AND HARDWAR | 697.55 | EA | 1
559154 | United States | USD | PUNCH DIE M8 | 132.04 | EA | 1
PCCY2Y2 | Europe | USD | MOLD PCCY2Y2 | 212.91 | EA | 1
PTD4Y9G | United States | USD | MOLD,CABLE, HORZ THRU PAR | 451.38 | EA | 1
ECRV102G4U | United States | USD | GROUND ROD,ASSY,KIT,10 FT | 1502.04 | EA | 1
505669 | United States | USD | BUSBAR,SPECIAL,C11000 CU, | 137.48 | EA | 1
PB13ST2G175CRLH | United States | USD | MOLD,CABLE TO RAIL,HORZ T | 208.86 | EA | 1
VSC9TV5C | United States | USD | MOLD,CABLE TO VERT STL,45 | 212.91 | EA | 1
VSC2F | United States | USD | MOLD,CABLE TO VERT STL,45 | 212.91 | EA | 1
RCE522G | United States | USD | MOLD,CABLE TO REBAR,VERT | 596.26 | EA | 1
LJCPALY7 | Europe | USD | MOLD LJCPALY7 | 212.91 | EA | 1
SAMPISODC01 | United States | USD | CABLE,ISOLATED,DOWNCONDUC | 821.55 | EA | 1
SBB2703R7PKCS5 | United States | USD | EPP,RACK,7 FT,W/HORIZ PAN | 7696.22 | EA | 1
RRA521K | United States | USD | MOLD,CABLE TO REBAR,HORZ | 129.72 | EA | 1
LPC347L12 | United States | USD | BASE,CU,PNT,1/2 THRD,CAST | 107.12 | EA | 1
GXRY7C190 | United States | USD | MOLD,CABLE TO GRD ROD,VER | 289.29 | EA | 1
GYE162Q | United States | USD | MOLD,CABLE TO GRD ROD,VER | 596.26 | EA | 1
LK435 | United States | USD | TEMPLATE,LENTON,FLOW,INTE | 80.16 | EA | 1
RBC1176A | United States | USD | SLEEVE,CADWELD,#11 C-SERI | 61.39 | EA | 1
LPC1202500M | United States | USD | CABLE,CU,SMOOTH WEAVE,29S | 11.41 | MR | 2500
EL20P14L | United States | USD | COUPLER,LENTON,P14L,20MM, | 81.35 | EA | 1
TAC3QS7 | United States | USD | MOLD,CABLE,HORZ TEE | 212.91 | EA | 1
VBC2C | United States | USD | MOLD,CABLE TO VERT STL,VE | 212.91 | EA | 1
ECRH081T5UX1 | United States | USD | GROUND ROD,ASSY,KIT.8 FT, | 1856.11 | EA | 1
FLXPLAM0058 | United States | USD | FLEXIBAR,ADV,10X40X1,LAM | 783.72 | EA | 1
TAC2QS5 | United States | USD | MOLD,CABLE,HORZ TEE | 198.99 | EA | 1
595290 | United States | USD | RAILCLIP EM58SN2SH | 0.97 | EA | 100
VBC1LV8C | United States | USD | MOLD,CABLE TO VERT STL,VE | 212.91 | EA | 1
561161 | United States | USD | POWER BLOCK SB 125AL | 8.59 | EA | 1
LPC207BST | United States | USD | POINT,CU,BLUNT BARE,3/8IN | 39.97 | EA | 1
559692 | United States | USD | INS,2-3/4,3/8-16 X 5/8 | 5.72 | EA | 10
VNC1TLH2 | United States | USD | MOLD,CABLE TO VERT STL,HO | 212.91 | EA | 1
PB10GLEG2G | United States | USD | MOLD,CABLE TO LUG,HORZ SP | 153.72 | EA | 1
RTB30N | Europe | USD | RAIL TRANSIENT BARRIER, 3 | 144.38 | EA | 1
RDH56Y4 | United States | USD | MOLD,CABLE TO REBAR,HORZ | 373.05 | EA | 1
534034ARZ34 | United States | USD | FLEXIBAR,ADV,6X40X1MM,ARZ | 432.41 | EA | 10
RCE562QM | United States | USD | MOLD,CABLE TO REBAR,VERT | 596.26 | EA | 0
TAC2C9D | United States | USD | MOLD,CABLE,HORZ TEE | 212.91 | EA | 1
SBTBT21B | Asia | USD | WELDER,BOND,3/16 & 3/4 TAB,T21 PAIR | 521.32 | EA | 1
GRC184L | United States | USD | MOLD,CABLE TO GRD ROD,VER | 212.91 | EA | 1
EL16A2Q | United States | USD | COUPLER,LENTON STANDARD, | 21.65 | EA | 1
A235D2Q5RH | United States | USD | CLAMP,FENCE,4/0 X 5 FT TO | 196.97 | EA | 1
A927F199 | Europe | USD | BOLT,HEX HEAD,1/2-13 X 1 | 3.61 | EA | 1
LANRJ45C6P | United States | USD | PROTECTOR, DATA, EQUIP, | 184.87 | EA | 1
534041 | United States | USD | FLEX ADV2MTC 8X50X1 | 560.04 | EA | 1
PTCY6Y1 | United States | USD | MOLD,CABLE, HORZ THRU PAR | 212.91 | EA | 1
LPA248ST | Asia | USD | POINT,AL,BLUNT,5/8 X 48 IN | 34.21 | EA | 1
XACY8Y8 | Europe | USD | MOLD XACY8Y8 | 212.91 | EA | 1
RRH552L | United States | USD | MOLD,CABLE TO REBAR,HORZ | 373.05 | EA | 1
PQDS1110B120 | United States | USD | PQDS-3-2P-120/240V, S1110 | 2015.3 | EA | 1
VSC3S | United States | USD | MOLD,CABLE TO VERT STL,45 | 212.91 | EA | 1
534026PDI48 | United States | USD | FLEXIBAR,ADV,5X32X1MM,PDI | 170.11 | EA | 10
47858640AEP2 | United States | USD | ROD,GRD,5/8,CU PLATED,15 | 34.25 | EA | 1
554423B | United States | USD | BRAID,SS,LUG,50MM2,BULK | 71.43 | EA | 50
ZCCSS18 | United States | USD | MOLD,CABLE,NO BUILD-UP | 212.91 | EA | 1
RBF55 | United States | USD | MATERIAL,FILLER,REBAR FER | 34.98 | EA | 1
HDHSC2C | United States | USD | MOLD,CABLE TO HORZ STL,HO | 212.91 | EA | 1
LPC244MBST | United States | USD | POINT,CU,BLUNT BARE,16MM | 79.9 | EA | 1
XLSSC2C | United States | USD | MOLD,CABLE,HORZ SPLICE | 252.73 | EA | 1
EPGC1426X6 | Europe | USD | GRD BAR,PERIMETER,1/4INX2 | 36.89 | EA | 1
XLB974B2 | United States | USD | TRAY,WELDING,ASSY | 164.6 | EA | 1
EGBA38412BBT | United States | USD | BUSBAR,GRD,CU,3/8X4X12,BB | 127.91 | EA | 1
PB10LA2VEG | United States | USD | MOLD,CABLE TO BUS/LUG,HOR | 208.86 | EA | 1
SRGBD084 | United States | USD | GRID,SRG,10 X 84,26 GAGE | 3296.14 | EA | 1
LPC372L12 | United States | USD | BOLT,U,AIR TERMINAL CASTI | 51.09 | EA | 1
CMC18PAJ | Europe | USD | MOLD CMC18PAJ | 212.91 | EA | 1
B540SPLICEKIT | United States | USD | KIT,SPLICE,GRD,BUS,1/2X2 | 65.05 | EA | 1
LPS2855F5F | United States | USD | ADAPTER,SS,SWIVEL,5/8IN F | 63.08 | EA | 1
PBW12W54B | United States | USD | BOND,JOINT,250 RLAY BARE | 48.9 | EA | 1
EGBA14336BBT | United States | USD | BAR,GRD BUS,1/4 X 3 X 36 | 414 | EA | 1
PCC9C1G | United States | USD | MOLD,CABLE, HORZ TAP PARA | 212.91 | EA | 1
563320 | Asia | USD | BRAID MBJ 16-300-6 | 5.61 | EA | 10
TDX100120/208M | United States | USD | PROTECTOR,SURGE,TDX,120/2 | 2192.36 | EA | 1
LPA227F | United States | USD | POINT,AL,FLAT TIP,1/2 X | 29.66 | EA | 1
LJCCAJY5 | United States | USD | MOLD,CABLE TO BUS/LUG, | 212.91 | EA | 1
RJC54Y2 | United States | USD | MOLD,CABLE TO REBAR,VERT | 212.91 | EA | 1
SSC9F2Q | United States | USD | MOLD,CABLE,HORZ SPLICE | 212.91 | EA | 1
PTD4L3Q | United States | USD | MOLD,CABLE,HORZ THRU PARA | 451.38 | EA | 1
560920 | United States | USD | KIT,SUPPORT,BUSBAR,ADJUST | 22.79 | EA | 1
EGBA14214BB | United States | USD | BAR,ASSY,GRD BUS,1/4 X 2 | 116 | EA | 1
RRC53Y5 | United States | USD | MOLD,CABLE TO REBAR, | 212.91 | EA | 1
ERITERM24IS | United States | USD | DRUM,DOWNCONDUCTOR,ERICOR | 579.78 | EA | 1
CAHAAW2 | United States | USD | MOLD,CABLE TO HORZ STL,HO | 129.72 | EA | 1
534111 | United States | USD | BUSBAR,FLEXIBLE,ADVANCED, | 138.96 | EA | 5
EL32A2ES | United States | USD | COUPLER,LENTON STANDARD,# | 71.49 | EA | 1
XADY0Y0 | Europe | USD | MOLD XADY0Y0 | 451.38 | EA | 1
RDH561T | United States | USD | MOLD,CABLE TO REBAR,HORZ | 373.05 | EA | 1
M336L | United States | USD | FRAME,ASSY,M336L | 835.38 | EA | 1
EVC6 | United States | USD | CLAMP,VISE,#6 SOL-#10 SOL | 4.78 | EA | 0
VGC2Q1.50 | United States | USD | MOLD,CABLE TO VERT STL,HO | 212.91 | EA | 1
TAC2Q8G | United States | USD | MOLD,CABLE,HORZ TEE | 212.91 | EA | 1
613415GAL01 | United States | USD | ROD,GRD,3/4X15,CU BONDED | 71.36 | EA | 5
EL28A12CRN | United States | USD | COUPLER,LENTON,STANDARD, | 152.19 | EA | 1
GRC162G | United States | USD | MOLD,CABLE TO GRD ROD,VER | 212.91 | EA | 1
HAA1H7C | United States | USD | MOLD,CABLE TO HORZ STL,HO | 129.72 | EA | 1
549511 | United States | USD | KIT,SUPPORT,BUSBAR,CABS | 86.68 | EA | 1
GTC331H | United States | USD | MOLD,CABLE TO GRD ROD,VER | 212.91 | EA | 1
LPC2955F5M | United States | USD | ADAPTER,CU,COUPL.,5/8IN | 19.9 | EA | 1
ERICORE052U | United States | USD | DOWNCONDUCTOR,LIGHTNING, | 6821.81 | EA | 1
EL43TCIPPBG50 | United States | USD | PROTECTOR,THREAD,A12 THD, | 1.07 | EA | 50
PB13ST2QA150RH | United States | USD | MOLD,CABLE TO RAIL,HORZ T | 208.86 | EA | 1
VSC1YV3C | United States | USD | MOLD,CABLE TO VERT STL,45 | 212.91 | EA | 1
LPLC48034SH | United States | USD | FASTENER,LEAD,COVERED, | 97.56 | EA | 1
PTD3D3H | United States | USD | MOLD,CABLE,HORZ THRU PAR | 451.38 | EA | 1
PB45PLUSF80 | United States | USD | CADWELD PLUS,#45,F80 | 7.49 | EA | 20
SSCY82Q | Europe | USD | MOLD SSCY82Q | 212.91 | EA | 1
PTCY1Y1 | Europe | USD | MOLD PTCY1Y1 | 212.91 | EA | 1
PLUSCU2L15 | Europe | USD | CADWELD PLUS CONTROL UNIT | 525.49 | EA | 1
CAVHT1G | United States | USD | MOLD,CABLE TO VERT CAST I | 207.39 | EA | 1
EL22C3SWN | United States | USD | COUPLER,LENTON,SPECIAL, | 57.87 | EA | 1
INTCPTADF2BSPSI | United States | USD | SII INTERCEPTOR,ADAPTER,2 | 123.05 | EA | 1
EGBC14230HH | United States | USD | BAR,GRD BUS,1/4 X 2 X 30 | 160.36 | EA | 0
RAC1V | United States | USD | MOLD,GRD ROD TO RECEPTACL | 212.91 | EA | 1
EL28D14Q | United States | USD | ANCHOR,LENTON TERMINATOR, | 58.48 | EA | 1
633450FMS | United States | USD | ROD,GRD,3/4X1.5,CU CLAD | 34.28 | EA | 50
B241JH002BLK | United States | USD | LUG,RAIL,DS,1/2X2,CU | 36.03 | EA | 0
PCC1G2J | United States | USD | MOLD,CABLE, HORZ TAP PARA | 212.91 | EA | 1
534035DSN04 | United States | USD | FLEXIBAR,ADV,8X40X1MM,DSN | 78.5 | EA | 1
EL32A2SS | United States | USD | COUPLER,LENTON STANDARD, | 180.18 | EA | 1
PB10GR182C | United States | USD | MOLD,CABLE TO GRD ROD,VER | 153.72 | EA | 1
CAHBA1V4 | United States | USD | MOLD,CABLE TO HORZ CAST I | 129.72 | EA | 1
RRH572Q | United States | USD | MOLD,CABLE TO REBAR,HORZ | 373.05 | EA | 1
EGBA14660CC | United States | USD | BAR,ASSY,GRD,BUS,1/4X6X60 | 954 | EA | 1
GYE161Y | United States | USD | MOLD,CABLE TO GRD ROD,VER | 596.26 | EA | 1
GYF18T6 | United States | USD | MOLD,CABLE TO GRD ROD,VER | 507.28 | EA | 1
PLUSCU2RLD15 | Europe | USD | CADWELD PLUS NEXT GEN REP | 128.98 | EA | 1
MT3A48E72M12S | United States | USD | MAT,GRD,4FTX6FT,#8 SOL, | 1816.91 | EA | 1
PBB427A2LIHD | United States | USD | BOND,KIT,IMPD SIDE LEAD, | 703.08 | EA | 1
GYE16Y4 | United States | USD | MOLD,CABLE TO GRD ROD,VER | 596.26 | EA | 1
LPA140500 | United States | USD | CABLE,AL,SMOOTH WEAVE,10 | 1.99 | FT | 500
GYR188F | United States | USD | MOLD,CABLE TO GRD ROD,VER | 289.29 | EA | 1
LJCAG1K | United States | USD | MOLD,CABLE TO BUS/LUG,HOR | 212.91 | EA | 1
ERICORE230T | United States | USD | DOWNCONDUCTOR,LIGHTNING, | 29660.683 | EA | 1
568711 | United States | USD | EARTHBAR EB4AL | 1.31 | EA | 20
XBV3Q2GHQ | United States | USD | MOLD,CABLE,HORZ X LAPPED | 935.06 | EA | 1
SBPMJS12 | United States | USD | BOND,KIT,MULTI-PURPOSE 3/ | 9.9 | EA | 48
LPC678 | Europe | USD | OFFSET POINT/CABLE TO 4 I | 128.6 | EA | 1
GLE2J002M | United States | USD | MOLD,CABLE TO LUG,HORZ SP | 596.26 | EA | 1
SCH20B | Asia | USD | CADDY SCH20B | 293.13 | EA | 100
CC12F | Asia | USD | GROUND ROD, COUPLER 1/2 | 14.44 | EA | 25
TAC1L1L | United States | USD | MOLD,CABLE,HORZ TEE | 212.91 | EA | 1
XAC1V1V | United States | USD | MOLD,CABLE,HORZ SPLICE | 212.91 | EA | 1
534048RW21 | United States | USD | FLEXIBAR,ADV,10X63X1,RW | 187.39 | EA | 1
PB99SS150B | United States | USD | MOLD,CABLE,HORZ SPLICE | 469.21 | EA | 1
534048RW30 | United States | USD | FLEXIBAR,ADV,10X63X1MM,RW | 357.65 | EA | 10
PBB23201X | United States | USD | FRAME,CRUCIBLE | 233.96 | EA | 1
534058GE05B | United States | USD | FLEXIBAR,ADV,10X100X1,GE | 907.25 | EA | 1
LECY8EAM | Europe | USD | MOLD LECY8EAM | 212.91 | EA | 1
LPC540A | Europe | USD | PLATE,CU,CAST,FLAT METCU, | 31.84 | EA | 1
615883UPC | United States | USD | ROD,GRD,5/8X8,CU BONDED | 47.82 | EA | 5
563200 | Asia | USD | DISTRIBUTION KIT TD 160A | 108.34 | EA | 50
VFC1VV4 | United States | USD | MOLD,CABLE TO VERT STL,VE | 212.91 | EA | 1
PB10SS2J | United States | USD | MOLD,CABLE,HORZ SPLICE | 153.72 | EA | 1
PHR2G2G | United States | USD | MOLD,CABLE, VERT THRU PAR | 289.29 | EA | 1
EPKJNM | United States | USD | MOLD,BUS BAR,VERT ELL TAP | 781.18 | EA | 1
534034GE34 | United States | USD | FLEXIBAR,ADV,6X40X1MM,GE, | 200.2 | EA | 10
LPC32112 | Europe | USD | BASE,CU,STRAIGHT,1/2IN | 34.8 | EA | 1
FLXPRW0003 | United States | USD | FLEXIBAR,ADV,6X32X1MM,RW, | 252.14 | EA | 1
PTC1T1K | United States | USD | MOLD,CABLE, HORZ THRU PAR | 212.91 | EA | 1
DT248030R | United States | USD | TYPE 2, 480V, 3 0 | 186.59 | EA | 1
LAC2CEE | United States | USD | MOLD,CABLE TO BUS/LUG,HOR | 212.91 | EA | 1
503540 | United States | USD | BRAID,CU,TINNED,100 M LG, | 9.22 | MR | 1
GRC18Y6 | United States | USD | MOLD,CABLE TO GRD ROD, | 212.91 | EA | 1
SBNT1181VPLUS | United States | USD | ONE SHOT,#3 STR THRU #1 | 15.07 | EA | 6
CAVFT1K | United States | USD | MOLD,CABLE TO VERT STL,VE | 207.39 | EA | 1
LPC202BST | Asia | USD | POINT,CU,BLUNT,3/8IN X 12IN | 15.8 | EA | 1
BMDCAJPAM | Europe | USD | MOLD BMDCAJPAM | 451.38 | EA | 1
A811C26F100 | United States | USD | STRIP,CU,26GA X 3 IN,100 | 546.92 | EA | 0
CA25XF19 | Asia | USD | WELD METAL, ALLOY,XF19 CAT | 6.7 | EA | 20
534007CH27 | United States | USD | FLEXIBAR,ADV,4X15.5X0.8MM | 73.6 | EA | 1
B101AA | United States | USD | LUG,CU,1/16 X 1/2 W/1-9/3 | 5.61 | EA | 20
534035DSN03 | United States | USD | FLEXIBAR,ADV,8X40X1MM,DSN | 73.66 | EA | 1
A238HB2S18RH | United States | USD | CLAMP,FENCE,4/0 X 18 IN | 349.18 | EA | 1
PB13TP2Q | Asia | USD | MOLD,4/0 CONC THRU WEB OF RAIL,TP | 208.86 | EA | 1
TACY3Y3L | Europe | USD | MOLD TACY3Y3L | 231.1 | EA | 1
SSC2QW | United States | USD | MOLD,CABLE,HORZ SPLICE,W/ | 253.23 | EA | 1
EBKHA001 | United States | USD | MOLD,BUSBAR,HORZ X LAPPED | 966.13 | EA | 1
508194 | Asia | USD | FleXbus HCBC Clamp, 160 mm x 220 mm | 116.95 | EA | 1
557240 | Asia | USD | BRAID ERIFLEX FTCB-15-16 15 X 2MM | 7.2 | MT | 1
SSCS7Y5 | United States | USD | MOLD,CABLE,HORZ SPLICE | 212.91 | EA | 1
PB10SS2Q1L | United States | USD | MOLD,CABLE,HORZ SPLICE | 208.86 | EA | 1
SBNX1161GPLUS | United States | USD | ONE SHOT,#8 STR THRU #6 | 16.02 | EA | 6
LPCAR2015 | United States | USD | TERMINAL,AIR,2000MM,5/8 D | 155.88 | EA | 1
534010ABB28 | United States | USD | FLEXIBAR,ADV,2X20X1MM,ABB | 146.85 | EA | 1
LK98 | United States | USD | COUPLER,LENTON INTERLOK,# | 79.96 | EA | 1
5578500249 | United States | USD | RAIL,DIN,CUT,INTO 249 MM | 1.08 | EA | 100
554366 | United States | USD | BRAID,EARTH,SS,70MM2,CPI | 24.08 | EA | 10
GT1162G | Asia | USD | MOULD,GT,ONE SHOT,70MM2,14.2MM ROD | 25.98 | EA | 6
508065 | United States | USD | BRAID,FLEXIBLE, | 2733.18 | EA | 1
PBK266 | United States | USD | KIT,COACH SCREW | 355.43 | EA | 1
CCFR308 | United States | USD | CLAMP,BRASS | 19.33 | EA | 25
PCC9A1H | United States | USD | MOLD,CABLE, HORZ TAP PARA | 212.91 | EA | 1
LJCCALY7 | United States | USD | MOLD,CABLE TO BUS/LUG,HOR | 212.91 | EA | 1
LPC124250 | Asia | USD | CABLE,CU,SMOOTH WEAVE,40 STR | 7.26 | FT | 1
FC082 | Asia | USD | CLAMP,FENCE,90MM PIPE,50-120MM2 CABLE | 96.61 | EA | 300
PCLB159.6 | United States | USD | PYRAMID, L0CKHEED, #6 | 163936.89 | EA | 1
563390 | Asia | USD | EARTH BRAID MBJ 50-300-16 | 14.71 | EA | 10
611240AU | United States | USD | GROUND ROD,CU CLAD,1/2X4- | 21.36 | EA | 5
LPC810 | United States | USD | HOLDER,CU,CABLE,FLAT, | 2.98 | EA | 1
PTC2P1L | United States | USD | MOLD,CABLE,HORZ THRU PAR | 212.91 | EA | 1
549260 | United States | USD | SUPPORT,BUSBAR,CABS,4/5 | 102.05 | EA | 1
MBB18A | United States | USD | MOLD,BLANK,400500 D PRICE | 299.03 | EA | 1
534021SAF01 | United States | USD | FLEXIBAR,ADV,8X24X1MM,SAF | 160.33 | EA | 10
90F76 | United States | USD | WELD METAL,CADWELD,F76 | 19.84 | EA | 10
TAC3Q2G | United States | USD | MOLD,CABLE,HORZ TEE | 212.91 | EA | 1
VSC1TV4 | United States | USD | MOLD,CABLE TO VERT STL,45 | 212.91 | EA | 1
TMGBA16L19P | United States | USD | BAR ASSY,GRD BUS,1/4X4X15 | 194 | EA | 1
TAC2Q9K | United States | USD | MOLD,CABLE,HORZ TEE | 212.91 | EA | 1
XLHSC2L | United States | USD | MOLD,CABLE TO HORZ STL,HO | 252.73 | EA | 1
XB4Y9Y6 | United States | USD | MOLD,CABLE,HORZ X LAPPED | 761.69 | EA | 1
MT1B72A96A | United States | USD | MAT,#4 AWG,6FT X 8FT | 2366.48 | EA | 1
AVAFTR | United States | USD | PACKAGE,ACOUSTICAL,REPLAC | 32.95 | EA | 1
RBW2687 | United States | USD | SLEEVE,SPEED,#7 | 22.55 | EA | 1
TAC9G3Q | United States | USD | MOLD,CABLE,HORZ TEE | 212.91 | EA | 1
BRC2.5X3.25X4 | United States | USD | STOCK,STRIP,CU,CUBE, | 201.47 | EA | 1
GRC189D | United States | USD | MOLD,CABLE TO GRD ROD,VER | 212.91 | EA | 1
545866 | United States | USD | DIE,TOOL,14X20MM | 420.88 | EA | 1
LU25DR16D | United States | USD | LENTON ULTIMATE,ANCHOR, | 11.22 | EA | 1
DT17511R | United States | USD | TYPE 1, 75V, 1 1 | 532.37 | EA | 1
TACW3W3 | United States | USD | MOLD,CABLE,HORZ TEE | 212.91 | EA | 1
NCF183Q | United States | USD | MOLD,CABLE TO GRD ROD,HOR | 507.28 | EA | 1
FLXPLAM0044 | United States | USD | FLEXIBAR,ADV,8X32X1MM | 234.38 | EA | 1
563340 | Asia | USD | BRAID MBJ 25-200-6 | 6.45 | EA | 10
CATAP002 | United States | USD | MOLD,CABLE,HORZ TEE | 233.95 | EA | 1
ER22000SS | United States | USD | MAST,KIT,2M W/ HARDWARE | 546.97 | EA | 1
RHC521L | United States | USD | MOLD,CABLE TO REBAR,HORZ | 212.91 | EA | 1
B167 | United States | USD | 1,1EPTACLE,GRD,TIE DOWN | 1237.31 | EA | 1
633440EMT01 | United States | USD | ROD,GRD,3/4X1.2M,CU BOND, | 33.19 | EA | 5
SBS3086S60WT | United States | USD | BOND,TEMPORARY SIGNAL,3/1 | 112.64 | EA | 1
GR1181VPLUS | United States | USD | ONE-SHOT,CABLE TO GRD ROD | 28.78 | EA | 6
LPC809L | United States | USD | HOLDER,CU,CAST,CABLE | 31.87 | EA | 1
RBM275075E | United States | USD | FITTING,CADWELD,#10 END A | 160.84 | EA | 1
RRH612L | United States | USD | MOLD,CABLE TO REBAR,HORZ | 373.05 | EA | 1
615865WS01 | United States | USD | ROD,GRD,5/8X6,CU BONDED, | 20.01 | EA | 100
545706 | Asia | USD | HYDRAULIC OIL 0,946 L | 34.24 | EA | 1
TAC2G9B | United States | USD | MOLD,CABLE,HORZ TEE | 212.91 | EA | 1
548601 | Asia | USD | INSULATOR ISO TP 60M12 | 9.57 | EA | 25
CAHBA1L | United States | USD | MOLD,CABLE TO HORZ CAST I | 129.72 | EA | 1
S09F | United States | USD | SLEEVE,CU,FLARED,2 CONC | 2.14 | EA | 25
554412B | United States | USD | BRAID,SS,LUG,50MM2,BULK | 79.09 | EA | 50
SBA252S1 | Asia | USD | CLIP,RETAINER,TRACK,W/CONDUIT 1" | 12.12 | EA | 1
LPC62658 | United States | USD | ADAPTER,CU,THRU-ROOF, | 84.54 | EA | 1
BMDFAMFAM | Europe | USD | MOLD BMDFAMFAM | 451.38 | EA | 1
SCB10002A | United States | USD | WELD METAL,CADWELD RAIL S | 50.59 | EA | 0
LPC124L | United States | USD | CABLE, CU, SMOOTH WEAVE, | 5.48 | EA | 1
RBC1176 | United States | USD | SPLICE,KIT,#11 CADWELD C- | 104.65 | EA | 1
558620 | Asia | USD | BD25, CRIMP AND DRILL TOOL | 206.31 | EA | 1
GTT161LM | United States | USD | MOLD,CABLE TO GRD ROD,VER | 139.13 | EA | 1
RDH542C | United States | USD | MOLD,CABLE TO REBAR,HORZ | 373.05 | EA | 1
RDM532Q | United States | USD | MOLD,CABLE TO REBAR,HORZ | 649.88 | EA | 1
585300ADV | United States | USD | FLEXIBAR,KIT,ADV,2X32X1 | 100.65 | EA | 1
TAC1T2L | United States | USD | MOLD,CABLE,HORZ TEE | 212.91 | EA | 1
RBW34676C | United States | USD | CHAIN,ASSY,#41 22 1/2 IN | 66.16 | EA | 1
EGBA14260JJ | United States | USD | BAR,GRD BUS,1/4 X 2 X 60 | 447 | EA | 1
XLLAC2SCE | United States | USD | MOLD,CABLE TO BUS/LUG,HOR | 252.73 | EA | 1
ISODUAL | United States | USD | KIT,DUAL,TERMINATION | 63.25 | EA | 1
LPC621A | United States | USD | CONNECTOR,CU,CABLE,THRU | 99.28 | EA | 1
TAC2G2L | United States | USD | MOLD,CABLE,HORZ TEE | 212.91 | EA | 1
SBTBB3448 | United States | USD | BOND,KIT,3/16X3/4TAB,BOOT | 16.43 | EA | 25
RBW7391811H | United States | USD | INSTALLATION,KIT,EQUIP, | 2074.29 | EA | 1
SBB2721JS72 | United States | USD | SHUNT,HARD,RAIL HEAD-HEAD | 203.38 | EA | 1
HDPTD3Q9FW | United States | USD | MOLD,CABLE,HORZ THRU PARA | 491.7 | EA | 1
RDH592L | United States | USD | MOLD,CABLE TO REBAR,HORZ | 373.05 | EA | 1
PCC1G9E | United States | USD | MOLD,CABLE,HORZ TAP PARAL | 212.91 | EA | 1
LPC510 | Asia | USD | CABLE,CLAMP,SMOOTHWEAVE,PARALLEL, BRONZE | 41 | EA | 1
GTT311L | United States | USD | MOLD,CABLE TO GRD ROD,VER | 207.39 | EA | 1
TAC1Y2C | United States | USD | MOLD,CABLE,HORZ TEE | 212.91 | EA | 1
LJCCALY5 | United States | USD | MOLD,CABLE TO BUS/LUG,HOR | 212.91 | EA | 1
CP34 | Asia | USD | CLAMP,GRD ROD,SIL BRZ,STDNDARD DUTY | 4.65 | EA | 50
SB02SC63001 | United States | USD | MOLD,CABLE,HORZ SPLICE SI | 130.88 | EA | 1
A927F025 | United States | USD | BOLT,HEX HEAD,5/16-18 X 1 | 0.26 | EA | 0
VVC1V | United States | USD | MOLD,CABLE TO VERT STL,VE | 212.91 | EA | 1
EL20D6SS | United States | USD | COUPLER,LENTON TERMINATOR | 72.99 | EA | 1
PTC9F1G | United States | USD | MOLD,CABLE,HORZ THRU | 212.91 | EA | 1
XL90 | United States | USD | WELD METAL,ALLOY,F20,EXOL | 63.94 | EA | 4
RBT91012H | United States | USD | SPLICE,KIT,#9 CADWLED -2 | 196.87 | EA | 1
545826 | Asia | USD | 20MM DIE | 149.57 | EA | 1
B544A027 | United States | USD | BAR ASSY,GRD,W/INSUL & BR | 137.38 | EA | 1
150SC | United States | USD | WELD METAL,CADWELD,F20 SO | 27.01 | EA | 1
MBE02 | Europe | USD | MOLD,BLANK,90115 E PRICE | 596.26 | EA | 1
SES320F480Y | United States | USD | SES, 320KA, FILTER, | 1294.63 | EA | 1
ERICORE016U | United States | USD | DOWNCONDUCTOR,LIGHTNING, | 1584.28 | EA | 1
RBWS2468 | United States | USD | BASIN,POURING,SPECIAL CLE | 409.47 | EA | 1
534057 | Asia | USD | FLEX ADV2MTC 8X100X1 | 1080.09 | EA | 1
RBW65510A | United States | USD | SLEEVE,CADWELD,LOW SLIP # | 94.84 | EA | 1
XBQ2Q2G | United States | USD | MOLD,CABLE,HORZ X LAPPED | 406.5 | EA | 1
EPD100HZ120S | United States | USD | ERICO PROTECTION DEVICE, | 1645.02 | EA | 1
633480HA01UL | United States | USD | ROD,GRD,3/4X8,CU CLAD,10 | 63.2 | EA | 5
534038MJP04 | United States | USD | FLEXIBAR,ADV,4X50X1MM,MJP | 140.92 | EA | 10
RTC542G | United States | USD | MOLD,CABLE TO REBAR,HORZ | 212.91 | EA | 1
SBB364J1 | United States | USD | SHAFT,GRINDING WHEEL | 139.16 | EA | 1
SSCG8 | United States | USD | MOLD,CABLE,HORZ SPLICE | 212.91 | EA | 1
B540A620A | United States | USD | BUSBAR,COVER,1/4X8X14,PLE | 62.39 | EA | 1
TACY4Y3 | United States | USD | MOLD,CABLE,HORZ TEE | 212.91 | EA | 1
B144C | Europe | USD | PACKING,PREFAB,.25 X 3 X | 2.86 | EA | 20
EHL34C1K | Europe | USD | HAMMERLOCK EHL34C1K | 31.61 | EA | 25
CC34 | United States | USD | COUPLER,GRD ROD,BRZ W/O T | 23.25 | EA | 25
LPA103IN0100.0 | Europe | USD | SMOOTH WEAVE, ALUMINUM 70 | 1311.02 | MT | 100
SBXSJ3348B | United States | USD | BOND,JUMPER,3/16 & 3/4 XS | 10.99 | EA | 1
LAT1HAA | United States | USD | MOLD,CABLE TO BUS/LUG, | 207.39 | EA | 1
534010LAM03 | United States | USD | FLEXIBAR,ADV,2X20X1MM,LAM | 186.37 | EA | 10
SBTBS3436B | United States | USD | BOND,SWITCH,1 IN TAB,3/16 | 10.01 | EA | 0
534007EA03 | United States | USD | FLEXIBAR,ADV,4X15.5X0.8MM | 84.46 | EA | 10
534010ABB27 | United States | USD | FLEXIBAR,ADV,2X20X1MM,ABB | 108.5 | EA | 1
PB71LSJH3QM | United States | USD | MOLD,CABLE,TO BUS/LUG, | 516.29 | EA | 1
NDRP190Y4 | United States | USD | MOLD,CABLE TO GRD ROD,HOR | 289.29 | EA | 1
LPC425 | Asia | USD | POINT,CU,BARE,INDUSTRIAL STACK-3/4INX6IN | 285.64 | EA | 1
EL34A2N | United States | USD | COUPLER,LENTON,SOURCED,A2 | 41.86 | EA | 1
SBG15001 | Europe | USD | GUARD,GRINDER,FRONT PULLE | 62.05 | EA | 1
TACY0Y1 | Europe | USD | MOLD TACY0Y1 | 212.91 | EA | 1
VSC3DV5 | United States | USD | MOLD,CABLE TO VERT STL,45 | 212.91 | EA | 1
534013 | Asia | USD | FLEXIBAR ADVANCED 2 M TINNED CU 5X20X1 | 140.41 | EA | 3
GTC169D | United States | USD | MOLD,CABLE TO GRD ROD,VER | 212.91 | EA | 1
HSCY9 | United States | USD | MOLD,CABLE TO HORZ STL, | 212.91 | EA | 1
TAD9K9K | United States | USD | MOLD,CABLE,HORZ TEE | 451.38 | EA | 1
RBHA6050E | United States | USD | BASIN,POURING,#10 HORIZ. | 570.44 | EA | 1
SSPDTT1P300 | United States | USD | SSPD, TT SINGLE PHASE, | 374.45 | EA | 1
EL25C3J1200 | United States | USD | COUPLER,LENTON HALF,C3J, | 66.56 | EA | 1
RRH55Y6 | Europe | USD | MOLD,CABLE TO REBAR,HORZ | 373.05 | EA | 1
EL25A2N | United States | USD | COUPLER,LENTON,SOURCED,A2 | 25.71 | EA | 1
PTC2V9C | United States | USD | MOLD,CABLE, HORZ THRU PAR | 212.91 | EA | 1
LAC3SEG | United States | USD | MOLD,CABLE TO BUS/LUG,HOR | 212.91 | EA | 1
534034ARZ19 | United States | USD | FLEXIBAR,ADV,6X40X1MM,ARZ | 302.87 | EA | 10
545680 | United States | USD | BUSBAR,HYDRAULIC,PUNCHER | 9309.89 | EA | 1
RBT14101 | United States | USD | SPLICE,KIT,#14 CADWELD T- | 282.64 | EA | 1
XB43D3D | United States | USD | MOLD,CABLE,HORZ X LAPPED | 761.69 | EA | 1
534010GE02 | United States | USD | FLEXIBAR,ADV,2X20X1MM,GE, | 24.86 | EA | 50
GTCP200Y5 | United States | USD | MOLD,CABLE TO GRD ROD,VER | 212.91 | EA | 1
SBRT36100138 | United States | USD | TOOL,STRIP,3/16X6,6SOLX8 | 189.11 | EA | 1
RWR531H | United States | USD | MOLD,CABLE TO REBAR,VERT | 289.29 | EA | 1
RBVB11065X | United States | USD | BASIN,POURING,#6 VERTICAL | 625.81 | EA | 1
RBB14101JAPB | United States | USD | SLEEVE,CADWELD,#14 B-SERI | 159.11 | EA | 1
EL20A32K | United States | USD | COUPLER,LENTON,STANDARD, | 67.26 | EA | 1
534020 | Asia | USD | FLEX ADV2MTC 6X24X1 | 184.22 | EA | 3
TACY7Y8 | United States | USD | MOLD,CABLE,HORZ TEE | 212.91 | EA | 1
285023L1 | United States | USD | KIT,FLEXIBBAR,LAM | 645.948 | EA | 10
LPC30558H | Asia | USD | BASE,CU,HORZ MOUNT,5/8 IN POINT | 44.21 | EA | 1
553230 | Asia | USD | BUSBAR CLAMP BC 63 ZB | 40.9 | EA | 4
CASSP2G135 | United States | USD | MOLD,CABLE,HORZ SPLICE | 207.39 | EA | 1
GECP160DBG | United States | USD | MOLD,16MM DIA ROD TO | 212.91 | EA | 1
HDGTC183D | United States | USD | CABLE TO GRD ROD,VERT TEE | 212.91 | EA | 1
613483 | Europe | USD | ROD,GRD,3/4X8,CU BONDED | 73.47 | EA | 5
534040PY04 | United States | USD | FLEXIBAR,ADV,6X50X1MM,PY, | 410.06 | EA | 1
TDX100C240 | United States | USD | PROTECTOR,SURGE,TDX100C,1 | 736.92 | EA | 1
HDTAC3D2C | United States | USD | MOLD,CABLE,HORZ TEE | 212.91 | EA | 1
HTC9J | United States | USD | MOLD,CABLE TO HORZ STL,HO | 212.91 | EA | 1
XBZY8Y8 | Europe | USD | MOLD XBZY8Y8 | 610.58 | EA | 1
534045STK03 | United States | USD | FLEXIBAR,ADV,5X63X1MM,STK | 191.96 | EA | 10
TDS502BR600DC | Asia | USD | DIVERTER,SURGE,TDS,DC 600VDC, DIN | 191.64 | EA | 1
VSC9AV21C | United States | USD | MOLD,CABLE TO VERT STL,45 | 212.91 | EA | 1
ERICORE034T | United States | USD | DOWNCONDUCTOR,LIGHTNING, | 5720.66 | EA | 1
534056RW40 | United States | USD | FLEXIBAR,ADV,6X100X1MM,RW | 480.75 | EA | 10
VVC1H | United States | USD | MOLD,CABLE TO VERT STL,VE | 212.91 | EA | 1
HSCS7 | United States | USD | MOLD,CABLE TO HORZ STL,HO | 212.91 | EA | 1
508024 | United States | USD | BRAID,FLEXIBLE, | 764.62 | EA | 1
555296B | United States | USD | BRAID,CU,50MM2,BLK,MBJ | 6.08 | EA | 1
505627 | United States | USD | BUSBAR,SPECIAL,3/16X 144 | 530.55 | EA | 0
558146 | United States | USD | BRAID,SHUNT,INSULATED, | 7.16 | EA | 10
LPC204B | Asia | USD | POINT,CU,BARE,3/8IN X 18IN | 25.59 | EA | 1
MBA85 | United States | USD | MOLD,BLANK,90115 C PRICE | 181.48 | EA | 1
B118BBLK | United States | USD | DISK,AL,1 1/2 IN | 0.54 | EA | 0
ERICORE375U | United States | USD | DOWNCONDUCTOR,LIGHTNING, | 45977.562 | EA | 1
PB10VB1L | United States | USD | MOLD,CABLE TO VERT STL,VE | 153.72 | EA | 1
EGBA38418DB | United States | USD | BUSBAR,GRD,CU,3/8X4X18,DB | 234 | EA | 1
65F80SNCF | United States | USD | WELD METAL,CADWELD,F80 | 3.13 | EA | 10
CAVST1LB | United States | USD | MOLD,CABLE TO VERT STL,45 | 207.39 | EA | 1
EGBA14612HH | United States | USD | BAR,GRD BUS,1/4 X 6 X 12 | 235.24 | EA | 0
LPC050IN0047.0 | United States | USD | CABLE,CU,SMOOTH WEAVE, | 1217.82 | EA | 1
LPC319L58 | United States | USD | BASE,CU,PNT,5/8 THRD,CAST | 73.61 | EA | 1
LPC443 | Asia | USD | SPLICE,CU,BARE,PARALLEL CABLE,HEAVY DUT | 64.95 | EA | 1
B2700GK36X84A | United States | USD | RING,GRD KIT,36X84 ENTRY | 251.38 | EA | 1
LQJEE2Q | United States | USD | MOLD,CABLE TO BUS/LUG, | 882.44 | EA | 1
VVR2QV8CW | United States | USD | MOLD,CABLE TO VERT STL, | 309.45 | EA | 1
LPC483 | Asia | USD | FASTENER,CU,CABLE TO YOKECLAMP,1/2IN X 2 | 37.43 | EA | 1
GYR142G | United States | USD | MOLD,CABLE TO GRD ROD,VER | 289.29 | EA | 1
RJE561V | United States | USD | MOLD,CABLE TO REBAR,VERT | 596.26 | EA | 1
563841 | United States | USD | BLOCK,DISTRIBUTION,MULTI | 34.96 | EA | 10
534048L3M | United States | USD | FLEXIBAR,ADV,10X63X1MM,3M | 1247.3 | EA | 1
LPC559TP | United States | USD | CLAMP,CAST,BONDING,TOP | 6.25 | EA | 0
RBWS1482K | United States | USD | BASIN,POURING,#18 TO #14 | 352.64 | EA | 1
SBB200B | United States | USD | MOLD,WEB SIGNAL BOND,3/16 | 140.21 | EA | 1
635800 | Europe | USD | ROD,GRD,5/8X10FT(3M),CU | 50.21 | EA | 3.3333
LPC2822F3M | United States | USD | ADAPTER,CU,SWIVEL,1/2IN | 47.6 | EA | 1
HSC8C | United States | USD | MOLD,CABLE TO HORZ STL,HO | 212.91 | EA | 1
CAF12G40 | Europe | USD | BOND,CATH,2/0 CONC,CLASS | 81.21 | EA | 1
548430 | United States | USD | INSULATOR,BUSBAR,ISO TP | 1.6 | EA | 50
534019ABB11 | United States | USD | FLEXIBAR,ADV,5X24X1MM,ABB | 110.46 | EA | 1
RBT81012HA | United States | USD | SLEEVE,CADWELD,#8 -2 T- | 115.44 | EA | 1
GPECNEB024 | United States | USD | ELECTRODE,GRD PLATE, | 67.73 | EA | 1
PTCY9Y4 | United States | USD | MOLD,CABLE, HORZ THRU PAR | 212.91 | EA | 1
554304 | Asia | USD | CPI 25-400-10 | 21.67 | EA | 10
534034FL03 | United States | USD | FLEXIBAR,ADV,6X40X1,FL | 255.4 | EA | 1
SRGBB008 | United States | USD | GRID,SRG,6 X 8,26 GAGE X2 | 1670.84 | EA | 1
LPC34012 | United States | USD | BASE,CU,CAST,STEEL MOUNT, | 38.75 | EA | 1
ECLA250S12BX | United States | USD | TERMINAL LUG 1/2IN - BOX | 10.44 | EA | 100
548610 | United States | USD | INSULATOR,BUSBAR,ISO TP | 6.11 | EA | 25
A13353 | United States | USD | PLUG,TAP,GRAPHITE,3/4X2IN | 32.55 | EA | 1
PTC2G9C | United States | USD | MOLD,CABLE, HORZ THRU PAR | 212.91 | EA | 1
GC065 | Europe | USD | CLAMP, GROUND ROD 5/8-3/4 | 37.26 | EA | 50
B522E | Europe | USD | CLAMP,ASSY,2 1/2 NOMINAL | 70.91 | EA | 1
LPC127250 | United States | USD | CABLE,CU,ROPELAY,32 STR | 10.71 | FT | 250
LPC34838 | Asia | USD | BASE,CU,CAST,STANDING SEAM, 3/8IN POI | 103.92 | EA | 1
RCE531L | United States | USD | MOLD,CABLE TO REBAR,VERT | 596.26 | EA | 1
VNC2QLH3.50 | United States | USD | MOLD,CABLE TO VERT STL,HO | 212.91 | EA | 1
ECLA250S12 | Europe | USD | LUG,COMPRESSION,AL,DUAL R | 13.05 | EA | 1
534058GE08 | United States | USD | FLEXIBAR,ADV,10X100X1,GE | 1637.69 | EA | 1
534034ARZ16 | United States | USD | FLEXIBAR,ADV,6X40X1MM,ARZ | 210.05 | EA | 10
HCA1V1.50 | United States | USD | MOLD,CABLE TO HORZ STL,HO | 129.72 | EA | 1
GCGLUE | United States | USD | ADHESIVE,RAIL CLIP | 81.85 | EA | 1
LJCCG2G | United States | USD | MOLD,CABLE TO BUS/LUG,HOR | 212.91 | EA | 1
LPC208ST | United States | USD | POINT,CU,BLUNT,3/8IN X | 149.06 | EA | 1
LPA555 | Europe | USD | LUG,AL,CAST,BONDING,1/4IN | 11.96 | EA | 1
554344 | United States | USD | BRAID,EARTH,SS,50MM2,CPI | 22.29 | EA | 10
534056L3MP | United States | USD | FLEXIBAR,BUSBAR,MTO, | 99999.99 | EA | 50
B295X51Z77 | United States | USD | LABEL,ADHESIVE,TYPE 2 | 86.03 | EA | 0
GTC372V | United States | USD | MOLD,CABLE TO GRD ROD, | 212.91 | EA | 1
HSC9G | United States | USD | MOLD,CABLE TO HORZ STL, | 212.91 | EA | 1
ISOCAP50 | Asia | USD | ISODC FRP 50 Cap | 90.33 | EA | 1
VSC9BV8C | United States | USD | MOLD,CABLE TO VERT STL,45 | 212.91 | EA | 1
613415 | United States | USD | ROD,GRD,3/4X15,CU BONDED | 123.65 | EA | 5
ERICORE/LTKIT/A | Asia | USD | TERMINATION KIT,LOWER,ERICORE | 146.2 | EA | 1
FLXPIR0006 | United States | USD | FLEXIBAR,ADV,3X20X1MM,IR, | 118.08 | EA | 1
SBS11C | United States | USD | SLEEVE,BOND,FIELD MADE | 0.64 | EA | 100
EGBA14215GG | United States | USD | BAR ASSY,GRD BUS,1/4X2X15 | 123 | EA | 1
FLXPSHL0009 | United States | USD | FLEXIBAR,ADV,5X20X1MM,SHL | 88.238 | EA | 1
HDTAC2Q9F | United States | USD | MOLD,CABLE,HORZ TEE | 212.91 | EA | 1
GSC161G | United States | USD | MOLD,CABLE TO GRD ROD, | 212.91 | EA | 1
VFR9F | United States | USD | MOLD,CABLE TO VERT STL,VE | 289.29 | EA | 1
GRC181H | United States | USD | MOLD,CABLE TO GRD ROD,VER | 212.91 | EA | 1
RBWS1537F | United States | USD | BASIN,POURING,#11 45 DEGR | 515.06 | EA | 1
ML5GPKG26 | United States | USD | PACKAGE,PIN,QUICK-WEDGE,# | 97.23 | EA | 1
LPA228ST | Asia | USD | POINT,AL,BLUNT,1/2 X 48IN | 23.04 | EA | 1
LPA253 | United States | USD | POINT,AL,TUBULAR,5/8X15IN | 65.34 | EA | 1
TACY9Y5 | Europe | USD | MOLD TACY9Y5 | 212.91 | EA | 1
534029ABB28 | United States | USD | FLEXIBAR,ADV,10X32X1,ABB, | 202.99 | EA | 5
PQC200277/480 | United States | USD | PROTECTOR,SURGE,PQC200,27 | 3134.66 | EA | 1
GRC161Q | United States | USD | MOLD,CABLE TO GRD ROD,VER | 212.91 | EA | 1
LPC1341000M | United States | USD | CABLE,CU,CONC,2/0,19STR, | 31.9 | MR | 1000
VFRY4 | United States | USD | MOLD,CABLE TO VERT STL,VE | 289.29 | EA | 1
EL22CFF | United States | USD | PROTECTOR,LENTON,STEEL | 2.17 | EA | 25
LPA677 | United States | USD | STRAP,AL,CABLE TO PIPE | 59.54 | EA | 1
A927F186 | United States | USD | BOLT,HEX HEAD,5/16-18 X 3 | 1.21 | EA | 1
PTCY8Y8 | United States | USD | MOLD,CABLE, HORZ THRU PAR | 212.91 | EA | 1
VSC1K | United States | USD | MOLD,CABLE TO VERT STL,45 | 212.91 | EA | 1
S07F | United States | USD | SLEEVE,CU,FLARED,250 RLAY | 1.19 | EA | 0
RBT89101HB | United States | USD | MATERIAL,FILLER,#8/#9 T-S | 43.58 | EA | 1
534011ABB01 | United States | USD | FLEXIBAR,ADV,3X20X1,ABB | 18.89 | EA | 10
EGBA12448NN | United States | USD | BAR,GRD BUS,1/2 X 4 X 48 | 891 | EA | 1
XAC2V1Y | United States | USD | MOLD,CABLE TO REBAR,VERT | 212.91 | EA | 1
RDH572V | United States | USD | MOLD,CABLE TO REBAR,HORZ | 373.05 | EA | 1
EL12S13 | United States | USD | COUPLER,LENTON,SOURCE,#4 | 29.4 | EA | 1
HTC8D | United States | USD | MOLD,CABLE TO HORZ STL,HO | 212.91 | EA | 1
4G16HR5 | United States | USD | CLIP,FIXTURE,SUPPORT TWIS | 7.55 | EA | 10
GYR182V | United States | USD | MOLD,CABLE TO GRD ROD,VER | 289.29 | EA | 1
LPC221B | Asia | USD | POINT,CU,BARE,1/2IN X 10 IN | 29.43 | EA | 1
CAVST1VC | United States | USD | MOLD,CABLE TO VERT STL,45 | 207.39 | EA | 1
SSPD2P1M300 | United States | USD | SSPD, TWO PHASE, | 358.28 | EA | 1
B802D01A48 | United States | USD | PLATE,ASSY,GRD,RISER,LOW | 14.06 | EA | 1
558601 | United States | USD | GUIDE,DRILL,R,FD | 1211.77 | EA | 1
FLXPLAM0001 | United States | USD | FLEXIBAR,ADV,2X15.5X0.8MM | 349.49 | EA | 1
GFCY5DBG | Europe | USD | MOLD GFCY5DBG | 212.91 | EA | 1
ZZCADWELDENGNRG | United States | USD | CADWELD ENGINEERING SERVI | 99999.99 | EA | 0
XACY4Y2 | Europe | USD | MOLD XACY4Y2 | 212.91 | EA | 1
CWP2JBLK | United States | USD | CLAMP,WATER PIPE,BRZ1-1/4 | 18.09 | EA | 50
TADY0Y0 | United States | USD | MOLD,CABLE HORZ TEE | 451.38 | EA | 1
508050 | Asia | USD | FleXbus Cond., 1,280 mm?, 2,000 mm | 790.65 | EA | 1
VC207IT | United States | USD | XFMR GR CLAMP,VISE,6 SOL- | 14.91 | EA | 50
EL20D16 | United States | USD | COUPLER,LENTON,TERMINATOR | 9.4 | EA | 1
RJC538D | United States | USD | MOLD,CABLE TO REBAR,VERT | 212.91 | EA | 1
PB10SS2W2V | United States | USD | MOLD,CABLE,HORZ SPLICE | 208.86 | EA | 1
TACY6Y2 | United States | USD | MOLD,CABLE,HORZ TEE | 212.91 | EA | 1
UTB5DPM | United States | USD | PROTECTOR,SURGE,UTB REPLA | 143.73 | EA | 1
SES160B240D | United States | USD | SES, 160KA, BASIC, 240V | 411.59 | EA | 1
PB10PLCE2G | United States | USD | MOLD,CABLE TO LUG,HORZ SP | 153.72 | EA | 1
RRA521G | United States | USD | MOLD,CABLE TO REBAR,HORZ | 129.72 | EA | 1
508067 | United States | USD | BRAID,FLEXIBLE, | 3407.02 | EA | 1
557400 | United States | USD | BRAID,ROUND,CU,6MM SQ,4MM | 5.04 | MR | 1
LU36FT12D | United States | USD | LENTON ULTIMATE,FEMALE, | 28.28 | EA | 1
557260IR11 | United States | USD | BRAID,CU,TINNED,25MM2,M10 | 22.26 | EA | 1
VGC1V2.50 | United States | USD | MOLD,CABLE TO VERT STL,HO | 212.91 | EA | 1
534034ARZ33 | United States | USD | FLEXIBAR,ADV,6X40X1MM,ARZ | 316.02 | EA | 10
T306 | United States | USD | BLANKET,CERAMIC,WOVEN,18 | 229.83 | EA | 1
A808A10M710 | United States | USD | WIRE,STL,CU CLAD,BARE #2 | 5343.82 | EA | 1
EGBA14224GG | United States | USD | BAR,ASSY,GRD BUS, 1/4 X 2 | 186 | EA | 1
558303ADV | United States | USD | IBSBADV 25-397-6 E&I | 6.92 | EA | 100
EGBF14418CCT | United States | USD | BUSBAR,CU,ASSY,1/4X4X18 | 318 | EA | 1
EL32D6SP002 | United States | USD | ANCHOR,WELDABLE,SPECIAL, | 84.82 | EA | 12
CAHBA1Y | United States | USD | MOLD,CABLE TO HORZ CAST I | 129.72 | EA | 1
XBZY8Y6 | Europe | USD | MOLD XBZY8Y6 | 610.58 | EA | 1
TMGBA29L41PT | Europe | USD | GRD BAR ASSY,TELECOM,CU,1 | 395 | EA | 1
560840 | United States | USD | CAP CAPB5 | 1.19 | EA | 100
534041 | Asia | USD | FLEX ADV2MTC 8X50X1 | 560.04 | EA | 1
HSCY4 | Europe | USD | MOLD HSCY4 | 212.91 | EA | 1
B18707X | United States | USD | FRAME,ASSY,3X3X7 1/2-8 1/ | 277.43 | EA | 1
CAB1331K | United States | USD | SLEEVE,CU,.140 ID X .202 | 0.92 | EA | 25
GFC162Q | United States | USD | MOLD,CABLE TO GRD ROD,HOR | 212.91 | EA | 1
548640 | Asia | USD | ISO TP 75M12 | 14.71 | EA | 10
RJC542L | United States | USD | MOLD,CABLE TO REBAR,VERT | 212.91 | EA | 1
PTC2G1G | United States | USD | MOLD,CABLE, HORZ THRU PAR | 212.91 | EA | 1
S90-04-11 | United States | USD | TSF240MTDS | 8.31 | EA | 1
PBHVT20P120A2M | United States | USD | MOLD,STUD TO VERT STL | 269.34 | EA | 1
RBW73918SVS | United States | USD | INSTALLATION KIT,EQUIP,#1 | 2311.35 | EA | 1
PBXL72QVJH150BS | United States | USD | MOLD,RAIL,1/2X2CU & 150 B | 355.54 | EA | 1
LPP744 | United States | USD | PROTECTOR,WOOD,MOLDING | 61.85 | EA | 1
285009L3 | United States | USD | KIT,FLEXIBAR,LAM FUJI 1.6 | 702.075 | EA | 10
RBT91012HA | United States | USD | SLEEVE,CADWELD,#9-2 T-SER | 110.35 | EA | 1
BCKEMEM | United States | USD | MOLD,BUS BAR,VERT SPLICE | 153.72 | EA | 1
EL22D6SA1200 | United States | USD | COUPLER,LENTON,SA HEAD, | 115.66 | EA | 1
EL36P8ES | United States | USD | COUPLER,LENTON POSITION, | 185.14 | EA | 1
PB20RH522Q | United States | USD | MOLD,CABLE TO REBAR,HORZ | 153.72 | EA | 1
B548A74 | United States | USD | MOUNTING,KIT,1/4-3/8X1-2W | 10.23 | EA | 0
557950 | United States | USD | RAIL,DIN,2M LG,15MM HIGH | 11.31 | EA | 15
EL1612A12 | United States | USD | COUPLER,LENTON,A12,#5-#4 | 37.41 | EA | 150
B3390 | United States | USD | NUT,FLANGE,SPECIAL,M8- 1. | 13.71 | EA | 0
CAGTP151V | United States | USD | MOLD,CABLE TO GRD ROD, | 233.95 | EA | 1
VSC3QV5 | United States | USD | MOLD,CABLE TO VERT STL,45 | 212.91 | EA | 1
YRC1T1TRH | United States | USD | MOLD,CABLE,HORZ Y 45 DEG | 212.91 | EA | 1
NCR142Q | United States | USD | MOLD,CABLE TO GRD ROD,HOR | 289.29 | EA | 1
534010ABB17 | United States | USD | FLEXIBAR,ADV,2X20X1MM,ABB | 71.59 | EA | 1
LAC2GEE | United States | USD | MOLD,CABLE TO BUS/LUG,HOR | 212.91 | EA | 1
PBK113 | United States | USD | KIT,BOND,POWER | 60.04 | EA | 50
505685 | United States | USD | BUSBAR,SPECIAL,3/8X4,640X | 872.19 | EA | 1
PQS100120/240 | United States | USD | PROTECTOR,SURGE,PQS100,12 | 2531.17 | EA | 1
GRC159A | United States | USD | MOLD,CABLE TO GRD ROD,VER | 212.91 | EA | 1
534007APS01 | United States | USD | FLEXIBAR,ADV,4X15.5X0.8MM | 98.26 | EA | 1
TDS1301T240 | United States | USD | DIVERTER,TD,240V,30KA | 165 | EA | 1
EPKJN | United States | USD | MOLD,BUS BAR,VERT ELL TAP | 966.13 | EA | 1
SBM275E1D | United States | USD | ROUND,CROSS,BAR 10MM DIA | 2.31 | EA | 1
A109E | United States | USD | CABLE,SAMPLE,3 IN LONG,#2 | 5.02 | EA | 1
LPS2955M5M | United States | USD | ADAPTER,SS,COUPLING,5/8IN | 29.32 | EA | 1
RTC532Q | United States | USD | MOLD,CABLE TO REBAR,HORZ | 212.91 | EA | 1
GYR14Y6 | Europe | USD | MOLD GYR14Y6 | 289.29 | EA | 1
EZGEM25 | United States | USD | GROUNDING,MATL, | 18.9 | EA | 1
XBQ2V2Q | United States | USD | MOLD,CABLE,HORZ X LAPPED | 406.5 | EA | 1
E21000OL | United States | USD | DOWNCONDUCTOR,CABLE,ERICO | 40454.836 | EA | 1
PBW33S16WS | United States | USD | BOND KIT,STUB END WEB,500 | 41.5 | EA | 1
EGBA14206BB | United States | USD | BAR,GRD BUS,1/4 X 2 X 6LG | 60 | EA | 1
VFC1KV3.5 | United States | USD | MOLD,CABLE TO VERT STL,VE | 212.91 | EA | 1
LPC619 | Europe | USD | CONNECTOR,CU,UNIVERSAL | 99.61 | EA | 1
534019LAM03 | United States | USD | FLEXIBAR,ADV,5X24X1, LAM | 193.18 | EA | 10
B542A265T | United States | USD | BUSBAR,ASSY,CU,1/4X2X15, | 149.64 | EA | 1
508061 | Asia | USD | FleXbus Cond., 1,810 mm?, 3,000 mm | 1342.36 | EA | 1
LPA103IN0100.0 | United States | USD | CABLE,AL,SMOOTH WEAVE, | 1311.02 | EA | 1
LPA34812 | Asia | USD | BASE,AL,CAST,STANDING SEAM, 1/2IN POI | 53.32 | EA | 1
PTC1TS1 | United States | USD | MOLD,CABLE,HORZ THRU PARA | 212.91 | EA | 1
EL25P14LSP01 | United States | USD | COUPLER,LENTON,SPECIAL, | 76.28 | EA | 1
EL12CFFP | United States | USD | PROTECTOR,LENTON,PLASTIC | 0.82 | EA | 1
TDSMT277 | Asia | USD | MOVTEC,TDS,100KA,220 TO 277V | 742.51 | EA | 1
508001 | United States | USD | BRAID,FLEXIBLE, | 270.89 | EA | 1
556600 | United States | USD | BRAID,PREFAB,150MM,45A | 2.85 | EA | 10
SBA258A1 | Asia | USD | CLIP,RETAINER,TRACK CIRCUIT,2-3/8 | 11.69 | EA | 25
RRH542C | United States | USD | MOLD,CABLE TO REBAR,HORZ | 373.05 | EA | 1
A930U005 | United States | USD | BEARING,RADIAL,.7874 | 13.93 | EA | 0
SSC9C | United States | USD | MOLD,CABLE,HORZ SPLICE | 212.91 | EA | 1
MBB10CCL | United States | USD | MOLD,BLANK,3 X 3 X 5 1/4 | 158.56 | EA | 1
EGBB14424CC | United States | USD | BAR,GRD BUS,1/4 X 4 X 24 | 278 | EA | 1
TAC2Q1Q | United States | USD | MOLD,CABLE,HORZ TEE | 212.91 | EA | 1
RBTSA9735X | United States | USD | BASIN,POURING,#6 HORIZ. T | 570.44 | EA | 1
PQC320240V | United States | USD | SES320B240V | 4655.27 | EA | 1
ECRE202Q15D | United States | USD | GROUND ROD,ASSY,EXTENSION | 2556.42 | EA | 1
SSCY6Y4 | United States | USD | MOLD,CABLE,HORZ SPLICE | 212.91 | EA | 1
TDX200M120/240D | United States | USD | PROTECTOR,SURGE,TDX200M,3 | 2293.73 | EA | 1
GRC159F | United States | USD | MOLD,CABLE TO GRD ROD,VER | 212.91 | EA | 1
LPC37158 | United States | USD | MOUNT,PIPE,HORIZONTAL CAS | 67.11 | EA | 1
685800CE01 | United States | USD | 23,11D ROD,SS,304,POINTED | 198.9 | EA | 5
CAPCP2C1H | United States | USD | MOLD,CABLE, HORZ TAP PARA | 233.95 | EA | 1
HDPTC2Q9FW | United States | USD | MOLD,CABLE,HORZ THRU PARA | 253.23 | EA | 1
PVT1500SM | Europe | USD | PV T1 SIDE MODULE,500 VDC | 105.36 | EA | 1
FLXPHDQ0008 | United States | USD | FLEXIBAR,ADV,10X80X1,HDQ, | 755.54 | EA | 1
GYR181H | Europe | USD | MOLD GYR181H | 289.29 | EA | 1
XBQ2Q2Q | Europe | USD | MOLD XBQ2Q2Q | 406.5 | EA | 1
EL36S4A | United States | USD | COUPLER,LENTON,STRAIGHT, | 62.26 | EA | 1
LPA604 | United States | USD | POINT,AL,CONCEALED,1/2IN | 38.59 | EA | 1
554002 | United States | USD | JUMPER,CU,(3)PCS 4/0CU RO | 92.81 | EA | 1
534023L3MP | United States | USD | FLEXIBAR,BUSBAR,MTO, | 112.67 | EA | 200
EL16A2LCP | United States | USD | COUPLER,LENTON,STANDARD, | 14.98 | EA | 150
STR20300S4 | United States | USD | STRAP,2 HOLE PIPE,3 IN,30 | 193.92 | EA | 0
LPP745 | United States | USD | PROTECTOR,GALV,STEEL | 168.16 | EA | 1
SBXSTB5A | United States | USD | WELDER,WEB BOND,3/16 XS,T | 320.23 | EA | 1
T111 | Asia | USD | TORCH,SREFIRE | 237.57 | EA | 1
558232ADV | United States | USD | IBSBADV 50-330-8-10 E&I | 8.71 | EA | 100
RAC2G2Q | United States | USD | MOLD,GRD ROD TO RECEPTACL | 212.91 | EA | 1
RRC53Y3 | Europe | USD | NOLD RRC53Y3 | 212.91 | EA | 1
TACY6CY6C | Europe | USD | MOLD TACY6CY6C | 212.91 | EA | 1
GYE188F | United States | USD | MOLD,CABLE TO GRD ROD,VER | 596.26 | EA | 1
TDX100S120/240D | United States | USD | PROTECTOR,SURGE,TDX100S,3 | 1535.37 | EA | 1
TACY6Y7 | United States | USD | MOLD,CABLE,HORZ TEE | 212.91 | EA | 1
534041STB06 | United States | USD | FLEXIBAR,ADV,8X50X1,STB | 334.5 | EA | 10
LPC5964 | United States | USD | CLAMP,PIPE,U-BOLT | 75.74 | EA | 1
534508 | United States | USD | IBS ADV 50-330-10 | 17 | EA | 10
A239HC2S242G5RH | United States | USD | CLAMP,FENCE,4/0FLEX 24LG, | 423.48 | EA | 1
TAC2VY4 | United States | USD | MOLD,CABLE,HORZ TEE | 212.91 | EA | 1
MS/GASD | United States | USD | QUICK SALE | 4.12 | EA | 0
SVR2Q | United States | USD | MOLD,CABLE,VERT SPLICE | 289.29 | EA | 1
MGBLABEL | United States | USD | LABEL,ADHESIVE,MGB,3X9, | 25.29 | EA | 1
50010EBOSS | United States | USD | CONNECTION,EARTH,50X50MM | 52.63 | EA | 1
550940 | United States | USD | BUSBAR,CU,120X10MM,4M | 2830.42 | EA | 2
ERICORE239U | United States | USD | DOWNCONDUCTOR,LIGHTNING, | 27541.325 | EA | 1
PQD2774803PA | United States | USD | TDS350TT277A | 573.32 | EA | 1
EL3632A2ES | United States | USD | COUPLER,LENTON STANDARD,# | 85.63 | EA | 1
LPC245L | United States | USD | POINT,CU,5/8IN X 24IN | 46.41 | EA | 1
EL2216P14L | United States | USD | COUPLER,LENTON,P14L,ASSY | 109.16 | EA | 1
FLXPLAM0104 | United States | USD | FLEXIBAR,ADV,3X9X0.8MM, | 149.22 | EA | 1
GYR16Y4 | United States | USD | MOLD,CABLE TO GRD ROD,VER | 289.29 | EA | 1
GTC331V | United States | USD | MOLD,CABLE TO GRD ROD,VER | 212.91 | EA | 1
T320A | United States | USD | REPLACEMNET FLINT FOR | 1.75 | EA | 10
B160H | Europe | USD | FRAME,VERT SPLIT,HORIZONT | 299.87 | EA | 1
EL20P9N | United States | USD | COUPLER,LENTON,SOURCED,P9 | 56.68 | EA | 1
534047L3MP | United States | USD | FLEXIBAR,BUSBAR,MTO, | 775.7 | EA | 50
TACY0Y8 | United States | USD | MOLD,CABLE,HORZ TEE | 212.91 | EA | 1
NDF182V | United States | USD | MOLD,CABLE TO GRD ROD,HOR | 507.28 | EA | 1
LU22DR16D | United States | USD | LENTON ULTIMATE,ANCHOR, | 10.31 | EA | 1
RRH58Y4 | United States | USD | MOLD,CABLE TO REBAR,HORZ | 373.05 | EA | 1
LPC416 | Asia | USD | POINT,CU,BARE,IND STACK,5/8IN X 72IN | 258.84 | EA | 1
EWB2Q344 | Asia | USD | BOND ASSY,ARC WELDABLE,8IN-.750IN DIA RO | 94.16 | EA | 1
EL22P9J | United States | USD | COUPLER,LENTON POSITION, | 111.54 | EA | 1
569051 | United States | USD | UD400212CU | 51.05 | EA | 1
GTT161KW | United States | USD | MOLD,CABLE TO GRD ROD,VER | 267.87 | EA | 1
PB20TA2V2V | United States | USD | MOLD,CABLE,HORZ TEE | 153.72 | EA | 1
MBD03 | United States | USD | MOLD,BLANK,150200 M PRICE | 451.38 | EA | 1
MBA12CCL | United States | USD | MOLD,BLANK,3 X 4 X 6 IN,S | 768.32 | EA | 1
FLXPCCN0002 | United States | USD | FLEXIBAR,ADV,6X15.5X0.8MM | 131.71 | EA | 1
T394 | Asia | USD | MOULD CLEANING BRUSH | 14.75 | EA | 1
FJ2Q24 | Europe | USD | JUMPER,FLEX,4/0 RLAY CU,S | 78.16 | EA | 1
HDPTD2Q9H | United States | USD | MOLD,CABLE, HORZ THRU PAR | 451.38 | EA | 1
VSC8N | United States | USD | MOLD,CABLE TO VERT STL, | 212.91 | EA | 1
CA15PLUSF33S | United States | USD | WELD METAL,CU,F33 CATHODI | 6.43 | EA | 20
FLXPABB0095 | United States | USD | FLEXIBAR,ADV,8X63X1MM,ABB | 353.563 | EA | 1
XAC2Q1V | United States | USD | MOLD,CABLE,HORZ X SAME PL | 212.91 | EA | 1
CAHAA1G | United States | USD | MOLD,CABLE TO HORZ STL,HO | 129.72 | EA | 1
PTCS7S7W | United States | USD | MOLD,CABLE, HORZ THRU PAR | 253.23 | EA | 1
RJC521T | United States | USD | MOLD,CABLE TO REBAR,VERT | 212.91 | EA | 1
VBC1D | United States | USD | MOLD,CABLE TO VERT STL,VE | 212.91 | EA | 1
534428 | Asia | USD | IBSB ADV 120-230-10 | 33.94 | EA | 2
CAGTT151H | United States | USD | MOLD,CABLE TO GRD ROD,VER | 207.39 | EA | 1
534001 | Asia | USD | FLEX ADV2MTC 3X9X0,8 | 61.07 | EA | 4
B323T1 | United States | USD | FRAME,ASSY,HOLDDOWN,M129 | 81.08 | EA | 1
LPA2945F2M | United States | USD | ADAPTER,AL,COUPL.,5/8IN | 16.8 | EA | 1
534437 | Asia | USD | IBSB ADV 185-530-10-12 | 88.71 | EA | 2
XLGLCCE2G | United States | USD | MOLD,CABLE TO LUG,HORZ SP | 252.73 | EA | 1
GTC182F | United States | USD | MOLD,CABLE TO GRD ROD,VER | 212.91 | EA | 1
545894 | United States | USD | KIT,STOP,EJECTION,18-20 | 120.13 | EA | 1
LPC243 | United States | USD | POINT,CU,5/8IN X 15IN | 181.82 | EA | 1
LPC510L | United States | USD | SPLICE,CU,STAMPED,CABLE | 65.76 | EA | 1
LECY6GAN | United States | USD | MOLD,CABLE TO BUS/LUG,HOR | 212.91 | EA | 1
HDSSC1V | United States | USD | MOLD,CABLE,HORZ SPLICE | 212.91 | EA | 1
UTB110SPG | United States | USD | PROTECTOR,SURGE,UTB,1PAIR | 177.55 | EA | 1
555035 | United States | USD | BRAID,CU,TINNED,CUSTOM,2 | 90.42 | EA | 1
RHH572QM | United States | USD | MOLD,CABLE TO REBAR,HORZ | 284.59 | EA | 1
MESH | United States | USD | MESH,GRD,WIDTH X LENGTH, | 99999.99 | EA | 1
GMR182G | United States | USD | MOLD,CABLE TO GRD ROD,VER | 289.29 | EA | 1
XLTAC2G2C | United States | USD | MOLD,CABLE,HORZ TEE | 252.73 | EA | 1
534011IR09 | United States | USD | FLEXIBAR,ADV,3X20X1MM,IR | 63.4 | EA | 1
UTB30DPM | United States | USD | PROTECTOR,SURGE,UTB REPLA | 139.35 | EA | 1
XLPB60YR4X001 | United States | USD | MOLD,CABLE,HORZ Y 77 DEG | 715.08 | EA | 1
LPC590 | Asia | USD | PIPE BOND,CU,8.625 IN-10.750 IN O.D. | 167.57 | EA | 1
PBWY4RH | United States | USD | MOLD,RAIL,CABLE HORZ TO W | 139.88 | EA | 1
CAGFP14C1V | United States | USD | MOLD,CABLE TO GRD ROD,HOR | 240.77 | EA | 1
SRGC46 | United States | USD | CLAMP,GRID,SIGNAL REF,10 | 22.16 | EA | 20
RRC53Y4 | Europe | USD | MOLD RRC53Y4 | 212.91 | EA | 1
LPC421 | United States | USD | POINT,CU,BARE,INDUSTRIAL | 108.19 | EA | 1
TAC2Q2F | United States | USD | MOLD,CABLE,HORZ TEE | 212.91 | EA | 1
534020 | United States | USD | FLEX ADV2MTC 6X24X1 | 184.22 | EA | 3
EL57T43TP9 | United States | USD | COUPLER,LENTON POSITION,# | 232.47 | EA | 1
SBTBBU4AB | United States | USD | BOND,BOOTLEG,4 LONG,W/COU | 5.81 | EA | 25
XADT6T2 | United States | USD | MOLD,CABLE,HORZ X SAME PL | 451.38 | EA | 1
534027VRT08 | United States | USD | FLEXIBAR,ADV,6X32X1,VRT | 83.15 | EA | 25
GRC142G | United States | USD | MOLD,CABLE TO GRD ROD,VER | 212.91 | EA | 1
TAC2Q9H | United States | USD | MOLD,CABLE,HORZ TEE | 212.91 | EA | 1
XADY9Y7 | United States | USD | MOLD,CABLE,HORZ X SAME PL | 451.38 | EA | 1
LACY4CAL | Europe | USD | MOLD LACY4CAL | 212.91 | EA | 1
6358660 | United States | USD | EARTH ROD, CU BOND,THREAD | 36.23 | EA | 5
TAC3Q1V | United States | USD | MOLD,CABLE,HORZ TEE | 212.91 | EA | 1
534131 | United States | USD | BUSBAR,FLEXIBLE,ADVANCED, | 253.44 | EA | 2
PB20TA2Q1V | United States | USD | MOLD,CABLE,HORZ TEE | 153.72 | EA | 1
TAC3Q9J | United States | USD | MOLD,CABLE,HORZ TEE | 212.91 | EA | 1
LPC2942F5F | United States | USD | ADAPTER,CU,COUPL.,1/2IN | 19.9 | EA | 1
4G16.375 | Asia | USD | CLIP,FIXTURE,SUPPORT TWIS | 166.41 | EA | 0
TAC2Q1T | United States | USD | MOLD,CABLE,HORZ TEE | 212.91 | EA | 1
L159 | Europe | USD | CLAMP,HANDLE,E-Z CHANGE 4 | 155.84 | EA | 1
LPC66524 | United States | USD | CONNECTION,THRU,ROOF,W/PV | 228.58 | EA | 1
SK40YC | United States | USD | CLAMP,STRUT,2 PC MILD STL | 3.55 | EA | 50
PBC12W13 | United States | USD | BOND KIT,RAIL C,250KCM | 42.1 | EA | 50
LPA242 | United States | USD | POINT,AL,5/8 X 12IN | 16.74 | EA | 1
GBJGR332GR1 | United States | USD | MOLD,GRD,ROD TO ROD/RECEP | 882.44 | EA | 1
TDSMT480 | United States | USD | DIVERTER,SHUNT,ALARM,TDS | 579.58 | EA | 1
PTCY2Y2 | Europe | USD | MOLD PTCY2Y2 | 212.91 | EA | 1
RPSCW2STPXA | United States | USD | CROSSOVER,2 STEPS,ANGLE | 167896.72 | EA | 1
LPA27243 | United States | USD | ROD,SOLID EXTENSION,AL, | 32.01 | EA | 1
534019AME08 | United States | USD | FLEXIBAR,ADV,5X24X1,AME | 87.64 | EA | 1
569170 | Asia | USD | FLEXIBAR TERMINAL FLG 400 | 8.94 | EA | 10
SGT15010 | Asia | USD | SPARK GAP TYPE 1, 50KA, 1 0 | 344.12 | EA | 0
LPC544 | United States | USD | CLAMP,CU,STAMPED,GUTTER | 11.91 | EA | 1
B133001F | United States | USD | SLEEVE,CU,FLARED,1.62 ID | 75.06 | EA | 5
PBB585B | United States | USD | CLAMP,SHUNT,115 AREA RAIL | 132.48 | EA | 1
716657 | United States | USD | LUG,CABLE,CU,RKS95/12 | 12.91 | EA | 50
S1V31M | United States | USD | MOLD,HV CABLE SPLICE,HORZ | 279.53 | EA | 1
PB10SS3B | United States | USD | MOLD,CABLE,HORZ SPLICE | 208.86 | EA | 1
534010RES05 | United States | USD | FLEXIBAR,ADV,2X20X1MM,RES | 97.79 | EA | 1
EL20D16ES | United States | USD | COUPLER,LENTON,TERMINATOR | 20.02 | EA | 1
534513 | United States | USD | IBS ADV 50-1030-10 | 44.52 | EA | 10
LACY9PAL | United States | USD | MOLD,CABLE TO BUS/LUG,HOR | 212.91 | EA | 1
615803GAL01 | United States | USD | ROD,GRD,5/8X10,CU BONDED | 15.97 | EA | 5
LPC207B | United States | USD | POINT,CU,BARE,3/8IN X | 45.48 | EA | 1
A927U001 | United States | USD | BOLT,TOGGLE,3/8X8LG,ZINC | 1.76 | EA | 0
PB10SSS5 | United States | USD | MOLD,CABLE,HORZ SPLICE | 153.72 | EA | 1
GR1182QPLUS | United States | USD | ONE-SHOT,CABLE TO GRD ROD | 27.41 | EA | 6
GTC142QW | United States | USD | MOLD,CABLE TO GRD ROD,VER | 273.39 | EA | 1
SSC1TA7 | United States | USD | MOLD,CABLE,HORZ SPLICE | 212.91 | EA | 1
HTC9G | United States | USD | MOLD,CABLE TO HORZ STL,HO | 212.91 | EA | 1
CATAN1V1L | United States | USD | MOLD,CABLE,HORZ TEE | 261.02 | EA | 1
ECRH082C4U | Europe | USD | GROUND ROD,ASSY,KIT.8 FT, | 1907.78 | EA | 1
B801G005 | United States | USD | GRID,ASSY,GRD,26 GA X 2 X | 47.65 | EA | 1
GTC148C | United States | USD | MOLD,CABLE TO GRD ROD,VER | 212.91 | EA | 1
534056RW33 | United States | USD | FLEXIBAR,ADV,6X100X1,RW | 231.3 | EA | 1
TAC2Q3DW | United States | USD | MOLD,CABLE,HORZ TEE | 273.39 | EA | 1
GYR14Y4 | Europe | USD | MOLD GYR14Y4 | 289.29 | EA | 1
534036ABBI06 | United States | USD | FLEXIBAR,ADV,10X40X1,ABBI | 181.91 | EA | 1
S1V35 | United States | USD | MOLD,HV CABLE SPLICE,HORZ | 429.23 | EA | 1
EL16PFFN | United States | USD | FORM,FIXER,LENTON PARALLE | 4.26 | EA | 50
FC076DH | United States | USD | CLAMP,FENCE 2 IPS, 2-HOLE | 56.57 | EA | 1
SB25PLUSF80 | Asia | USD | CADWELD PLUS,#25,F80,RED | 3.36 | EA | 20
VSC3AV4 | United States | USD | MOLD,CABLE TO VERT STL,45 | 212.91 | EA | 1
DT17511R | Asia | USD | Type 1, 75V, 1 1 | 532.37 | EA | 0
VBCS7V8 | United States | USD | MOLD,CABLE TO VERT STL,VE | 212.91 | EA | 1
GLCEE3D | United States | USD | MOLD,CABLE TO LUG,HORZ | 212.91 | EA | 1
GLCCE8F | United States | USD | MOLD,CABLE TO LUG,HORZ | 212.91 | EA | 1
LPC248L | United States | USD | POINT,CU,5/8IN X 48IN | 95.29 | EA | 1
PBB13722 | United States | USD | SLEEVE,DRIVE,1 CU BOND RO | 203.88 | EA | 0
ELBEG16ACA | United States | USD | LENTON,BAR END GAGE,16MM, | 216.34 | EA | 1
GFC332Q | United States | USD | MOLD,CABLE TO GRD ROD,HOR | 212.91 | EA | 1
SB25 | United States | USD | WELD METAL,CADWELD RAIL S | 2.79 | EA | 50
ADCOMP057 | Asia | USD | TIP,FINIAL,MEDIUM,D/SMKIV | 67.54 | EA | 1
548420 | Asia | USD | ISO TP 20M6 | 1.4 | EA | 50
SB10SS1H1G | United States | USD | MOLD,CABLE,HORZ SPLICE | 212.91 | EA | 1
SBRTRR418 | United States | USD | TOOL,STRIP,0.75 X 0.175 | 116.64 | EA | 1
XLRJC531V | United States | USD | MOLD,CABLE TO REBAR,VERT | 715.08 | EA | 1
EGBD14416JET | United States | USD | BUSBAR,GRD,CU,1/4X4X16,JE | 218 | EA | 1
534047TSL01 | United States | USD | FLEXIBAR,ADV,8X63X1, TSL | 633.47 | EA | 10
YRC1T1TLH | United States | USD | MOLD,CABLE,HORZ Y 45 DEG | 212.91 | EA | 1
SSCY6Y5 | Europe | USD | MOLD SSCY6Y5 | 212.91 | EA | 1
PCT1H1H | United States | USD | MOLD,CABLE, HORZ TAP PARA | 207.39 | EA | 1
VSC1TV1.25 | United States | USD | MOLD,CABLE TO VERT STL,45 | 212.91 | EA | 1
TAC9E9G | United States | USD | MOLD,CABLE,HORZ TEE | 212.91 | EA | 1
PTC3Q9G | United States | USD | MOLD,CABLE,HORZ THRU PARA | 212.91 | EA | 1
TAC9H9H | United States | USD | MOLD,CABLE,HORZ TEE | 212.91 | EA | 1
EL12D16 | United States | USD | COUPLER,LENTON,TERMINATOR | 7.04 | EA | 1
CAGFC122Q | United States | USD | MOLD,CABLE TO GRD ROD,HOR | 207.39 | EA | 1
MBA07 | United States | USD | MOLD,BLANK,4565 C PRICE | 128.29 | EA | 1
RDC521V | United States | USD | MOLD,CABLE TO REBAR,HORZ | 212.91 | EA | 1
XAC3Q2Q | United States | USD | MOLD,CABLE,HORZ X SAME PL | 212.91 | EA | 1
ERICORE037T | United States | USD | DOWNCONDUCTOR,LIGHTNING, | 6648.48 | EA | 1
LPSSAR1015 | United States | USD | STAINLESS STEEL AIR TERMI | 135.32 | EA | 1
523413 | United States | USD | STOCK,COIL,3/4X.013 | 102999.99 | EA | 0
554007 | United States | USD | JUMPER,CU,(1)PC 4/0CU ROP | 41.34 | EA | 0
GYE311V | United States | USD | MOLD,CABLE TO GRD ROD,VER | 596.26 | EA | 1
PB10SSY0 | United States | USD | MOLD,CABLE,HORZ SPLICE | 208.86 | EA | 1
VSC2JHQ | United States | USD | MOLD,CABLE TO VERT STL, | 212.91 | EA | 1
HXC11 | United States | USD | MOLD,STUD TO HORZ STL | 212.91 | EA | 0
RB45SC23075LHM | United States | USD | BASIN,POURING,#18 45 DEG | 854.52 | EA | 1
534120 | United States | USD | BUSBAR,FLEXIBLE,ADVANCED, | 276.31 | EA | 5
FLXPLAM0069 | United States | USD | FLEXIBAR,ADV,2X15.5X0.8MM | 208.24 | EA | 1
PBHVT20P060A1M | United States | USD | MOLD,STUD,TO WEB OF RAIL | 112.36 | EA | 1
32F80 | United States | USD | WELD METAL,CADWELD,F80 | 9.94 | EA | 20
A929A095 | United States | USD | WASHER,FLAT,1/4 S.S. | 0.28 | EA | 1
EGBA14418JJ | United States | USD | BAR,GRD BUS,1/4 X 4 X 18 | 216 | EA | 1
557850 | Asia | USD | DIN RAIL PDR7 2MTR | 7.66 | EA | 15
545856 | United States | USD | DIE,TOOL,9X18MM | 420.89 | EA | 1
GRT161G | United States | USD | MOLD,CABLE TO GRD ROD,VER | 207.39 | EA | 1
SK405I | Asia | USD | CADDY, TWO PIECE STRUT CLIP | 468.22 | EA | 0
EL32D6NSS | United States | USD | ANCHOR,LENTON TERMINATOR, | 162.58 | EA | 1
HDXAD3Q2G | United States | USD | MOLD,CABLE,HORZ X SAME PL | 451.38 | EA | 1
GLCCE1K | United States | USD | MOLD,CABLE TO LUG,HORZ SP | 212.91 | EA | 1
549528 | United States | USD | HARDWARE,KIT,BAGGED,CABS | 88.3 | EA | 1
CWP1JH12 | United States | USD | CLAMP,PIPE,1/2CONDUIT,BRZ | 20.42 | EA | 100
F37-03-04 | United States | USD | TSF6A240V - PRIVATE LABEL | 436.85 | EA | 1
LPC127 | United States | USD | CABLE,CU,ROPELAY,32 STR | 6.71 | EA | 0
CMC16CAJ | United States | USD | MOLD,BUS TO GRD ROD,VERT | 212.91 | EA | 1
XBQ2V2G | United States | USD | MOLD,CABLE,HORZ X LAPPED | 406.5 | EA | 1
CA90 | United States | USD | WELD METAL,ALLOY,F33 CATH | 18.59 | EA | 10
RTBN50M | Asia | USD | RAIL TRANSIENT BARRIER, 50 V, MODULE | 78.07 | EA | 1
LPC559L | Asia | USD | CLAMP,CU,CAST,BNDG,UNIV CBL,BEAM FLG,PO | 36.59 | EA | 1
EGBA14236EE | United States | USD | BAR,GRD BUS,1/4 X 2 X 36 | 270 | EA | 1
LPC330 | United States | USD | BASE,TERMINAL,MOUNT,PIPE | 73.57 | EA | 1
GTC18Y4 | United States | USD | MOLD,CABLE TO GRD ROD,VER | 212.91 | EA | 1
XLPTC2L2G | United States | USD | MOLD,CABLE, HORZ THRU PAR | 252.73 | EA | 1
RDM532QM | United States | USD | MOLD,CABLE TO REBAR,HORZ | 441.88 | EA | 1
M2412CX | United States | USD | FRAME,ASSY,3 PC,WITH BACK | 172.66 | EA | 1
WT2SCMV00.7 | United States | USD | RECEPTOR ASSY, SIDE, | 355.56 | EA | 1
RTB130N | United States | USD | RAIL TRANSIENT BARRIER, | 132.78 | EA | 1
VSC2PV3C | United States | USD | MOLD,CABLE TO VERT STL,45 | 212.91 | EA | 1
PB63SCP9X9 | United States | USD | MOLD,CABLE,HORZ SPLICE | 366.25 | EA | 1
PB72QT4T84C | United States | USD | MOLD,CABLE TO RAIL,HORZ T | 342.39 | EA | 1
PHR2Q1T | United States | USD | MOLD,CABLE,VERT THRU PARA | 289.29 | EA | 1
LPA803 | Asia | USD | SADDLE, CABLE, ONE HOLE, AL | 0.59 | EA | 1
534004 | Asia | USD | FLEX ADV2MTC 3X13X0,5 | 57.14 | EA | 4
EL16P14LES | United States | USD | COUPLER,POSITION,ASSY | 96.61 | EA | 1
B922CC14B | United States | USD | LUG,CU,1/8 X 5/8,(2)1/4 | 14.58 | EA | 25
LU12FT12D | United States | USD | LENTON ULTIMATE,FEMALE, | 7.69 | EA | 1
PB10GF101V001 | United States | USD | MOLD,CABLE TO GRD ROD,HOR | 153.72 | EA | 1
UTB5SP | Asia | USD | UTB, 1PAIR, PLUGABLE, 5V, 2A, 20kA | 154.06 | EA | 1
RJC542P | United States | USD | MOLD,CABLE TO REBAR,VERT | 212.91 | EA | 1
LECIV | United States | USD | COUNTER,LIGHTNING EVENT, | 703.99 | EA | 1
SBTBT6B | Europe | USD | WELDER,BOND,5/16 7 LG,T6 | 366.94 | EA | 1
534029ABB02 | United States | USD | FLEXIBAR,ADV,10X32X1,ABB, | 104.66 | EA | 5
PB80SC4Y001 | United States | USD | MOLD,CABLE,HORZ SPLICE SI | 697.55 | EA | 1
534031ABBI01 | United States | USD | FLEXIBAR,ADV,3X40X1MM,TIN | 35.35 | EA | 1
EL28A2N | United States | USD | COUPLER,LENTON,SOURCED,A2 | 30.15 | EA | 1
EGBA14418BD | United States | USD | BUSBAR,GRD,CU,1/4X4X18,BD | 216 | EA | 1
HDVSC1T | United States | USD | MOLD,CABLE TO VERT STL,45 | 212.91 | EA | 1
RBB1092JA | United States | USD | SLEEVE,CADWELD,#10 B-SERI | 111.09 | EA | 1
VSCSFV3C | United States | USD | MOLD,CABLE TO VERT STL,45 | 212.91 | EA | 1
VSC9A | United States | USD | MOLD,CABLE TO VERT STL, | 212.91 | EA | 1
GTC169FW | United States | USD | MOLD,CABLE TO GRD ROD,VER | 273.39 | EA | 1
HDTAC3Q1V | United States | USD | MOLD,CABLE,HORZ TEE | 212.91 | EA | 1
SIM33B2316 | Europe | USD | MAST 33MM DIAM X 2M, 316 | 339.14 | EA | 1
534056RW43 | United States | USD | FLEXIBAR,ADV,6X100X1MM,RW | 548.79 | EA | 10
CC5A05F500 | United States | USD | CABLE,COMPOSITE,19 STRAND | 1055.48 | EA | 1
LPA247ST | Asia | USD | POINT,AL,BLUNT,5/8 X 36IN | 25.25 | EA | 1
CC5A30 | Europe | USD | COMP CABLE,60M,157 STRAND | 2955.51 | MT | 0
B13718 | Asia | USD | DRIVE,ROD,SLEEVE 3/4 CU ROD | 136.25 | EA | 1
HDTAC9F2Q | United States | USD | MOLD,CABLE,HORZ TEE | 212.91 | EA | 1
541007C | United States | USD | BRAID,CU,16MM SQ CRIMP EN | 6.25 | EA | 0
556850 | Asia | USD | EARTH BRAID MBJ 50-250-10 | 11.85 | EA | 10
LPC532 | Asia | USD | PLATE,CU,CAST,BONDING | 45.04 | EA | 1
SCB6001A | Asia | USD | W/M,CADWELD RAIL SPECIAL,SIG BOND,F80 | 55.83 | EA | 1
RCE562L | United States | USD | MOLD,CABLE TO REBAR,VERT | 596.26 | EA | 1
PBB103JH001 | United States | USD | LUG,CU,1/2 X 2 W/1-11/16 | 35.81 | EA | 10
VVR2GV2 | United States | USD | MOLD,CABLE TO VERT STL,VE | 289.29 | EA | 1
VBC9FV3C | United States | USD | MOLD,CABLE TO VERT STL,VE | 212.91 | EA | 1
HDTAC1V2Q | United States | USD | MOLD,CABLE TO HORZ TEE | 212.91 | EA | 1
RRH552QM | United States | USD | MOLD,CABLE TO REBAR,HORZ | 284.59 | EA | 1
635803 | United States | USD | ROD,GRD,5/8X10,SEC,CU BON | 57.02 | EA | 5
EL57T43TP8 | United States | USD | COUPLER,LENTON,POS,TRANS, | 312.14 | EA | 1
B531D2Q24 | United States | USD | JUMPER,ASSY,4/0 CONC 24 I | 253.43 | EA | 1
LPP899WH | United States | USD | ADHESIVE,ROOF,10.1OZ M1 | 26.09 | EA | 1
XLVBC2Q | United States | USD | MOLD,CABLE TO VERT STL,VE | 252.73 | EA | 1
EL2520P9 | United States | USD | COUPLER,LENTON POSITION, | 98.75 | EA | 1
554460 | United States | USD | POLY,SLEEVE,100 M,GREY, | 1.19 | MR | 1
RDM512C | United States | USD | MOLD,CABLE TO REBAR, | 649.88 | EA | 1
GUYRING | United States | USD | RING,GUYING | 115.61 | EA | 1
FLXPKOM0009 | United States | USD | FLEXIBAR,ADV,3X40X1MM,KOM | 249.848 | EA | 1
PTC2L8D | United States | USD | MOLD,CABLE, HORZ THRU PAR | 212.91 | EA | 1
200PLUSF20 | Asia | USD | CADWELD PLUS,#200,F20 | 34.41 | EA | 50
ERICORE056T | United States | USD | DOWNCONDUCTOR,LIGHTNING, | 8606.82 | EA | 1
FLXPABB0089 | United States | USD | FLEXIBAR,ADV,8X63X1MM,ABB | 217.324 | EA | 1
VSC9CV3C | United States | USD | MOLD,CABLE TO VERT STL,45 | 212.91 | EA | 1
PVT11500R | Europe | USD | PV TYPE 1, 1500VDC | 391.99 | EA | 1
534019LAM05 | United States | USD | FLEXIBAR,ADV,5X24X1MM,LAM | 163.11 | EA | 10
XBQ9D2Q | United States | USD | MOLD,CABLE,HORZ X LAPPED | 406.5 | EA | 1
ESB6 | Europe | USD | CONNECTOR,SPLIT BOLT,SIL | 4.49 | EA | 100
LPA810 | Europe | USD | HOLDER,AL,STAMPED,CABLE | 0.99 | EA | 1
RCE531T | United States | USD | MOLD,CABLE TO REBAR,VERT | 596.26 | EA | 1
VBC1VV2 | United States | USD | MOLD,CABLE TO VERT STL,VE | 212.91 | EA | 1
XLYRF4P4T001LHS | United States | USD | MOLD,CABLE,HORZ Y 20 DEG | 602.4 | EA | 1
EK16 | United States | USD | REBAR,CLAMP,WATERPIPE | 9.28 | EA | 50
RRH54Y6 | Europe | USD | MOLD RRH54Y6 | 373.05 | EA | 1
A130AG01 | United States | USD | TUBING,SHRINK,HEAT, | 78.88 | EA | 1
GTCP180Y7 | United States | USD | MOLD,CABLE TO GRD ROD,VER | 212.91 | EA | 1
564800 | United States | USD | BRAID,SHUNT,POWER,TINNED, | 879.64 | EA | 1
611380HA01UL | United States | USD | ROD,GRD,1/2X8,CU CLAD,10 | 34.96 | EA | 5
MBA10 | Europe | USD | MOLD,BLANK,90115 C PRICE | 136.16 | EA | 0.5
GTC33SF | United States | USD | MOLD,CABLE TO GRD ROD, | 212.91 | EA | 1
ZUA400 | Asia | USD | CADDY, OFFSET TEE BRACKET | 1634.02 | EA | 0
GPECNEH016 | United States | USD | ELECTRODE,GRD PLATE,1/4 X | 473.76 | EA | 1
615890 | United States | USD | ROD,GRD,5/8X9FT,CU BONDED | 39.73 | EA | 5
ML20MM | United States | USD | COUPLER,QUICK-WEDGE,20MM | 36.5 | EA | 1
SSCY4Y1 | United States | USD | MOLD,CABLE,HORZ SPLICE | 212.91 | EA | 1
534052NEX02 | United States | USD | FLEXIBAR,ADV,8X80X1,NEX | 525.58 | EA | 1
LPC517 | United States | USD | SPLICE,CU,CAST,CABLE,UNIV | 27.87 | EA | 1
B150E02 | United States | USD | PACKING,PREFAB,.25 X 1 X | 2.3 | EA | 100
F37-03-03 | United States | USD | TSF6A120V - PRIVATE LABEL | 506.48 | EA | 1
HSC2C2 | United States | USD | MOLD,CABLE TO HORZ STL,HO | 212.91 | EA | 1
AWG4 | United States | USD | WIRE,#4,CU,SOL BARE | 38.89 | EA | 0
HAH2C8C | United States | USD | MOLD,CABLE TO HORZ STL,HO | 373.05 | EA | 1
LU57TMT12D | United States | USD | LENTON ULTIMATE,MALE, | 52.25 | EA | 1
CAVJT1H35 | United States | USD | MOLD,CABLE TO VERT CAST | 207.39 | EA | 1
SVR3A2Q | United States | USD | MOLD,CABLE,VERT SPLICE | 289.29 | EA | 1
PB13ST1VLH | United States | USD | MOLD,CABLE TO RAIL,HORZ T | 208.86 | EA | 1
EL57TP14L | United States | USD | COUPLER,LENTON,P14L,57MM, | 245.3 | EA | 1
554000 | United States | USD | SLEEVE,GLASS,FIBER COATED | 1.14 | MR | 1
PBAT23B28 | United States | USD | BOND,ARC WELD CROSS,AT2 3 | 69.6 | EA | 1
HDXB49F9C | United States | USD | MOLD,CABLE,HORZ X LAPPED | 761.69 | EA | 1
SBRT36100106 | United States | USD | TOOL,STRIP,3/16X4,6SOL/CO | 167.92 | EA | 1
EGBB14330CB | United States | USD | BUSBAR,GRD,CU,1/4X3X30,CB | 284 | EA | 1
RCE55Y4 | Europe | USD | MOLD RCE55Y4 | 596.26 | EA | 1
SIMBASE2840316 | Asia | USD | SI MAST SQUARE BASE, 316 SS | 358.06 | EA | 0
XACY3Y3 | United States | USD | MOLD,CABLE,HORZ X SAME PL | 212.91 | EA | 1
XBM2P2P | United States | USD | MOLD,CABLE,HORZ X LAPPED | 649.88 | EA | 1
564800 | Asia | USD | PBC 800 SQUARE X 450 | 879.64 | EA | 1
LAC2A001 | United States | USD | MOLD,CABLE TO BUS/LUG,HOR | 212.91 | EA | 1
GRT331H | United States | USD | MOLD,CABLE TO GRD ROD,VER | 207.39 | EA | 1
534040SI01 | United States | USD | FLEXIBAR,ADV,6X50X1MM,SI, | 386.45 | EA | 1
VSC1LV5C | United States | USD | MOLD,CABLE TO VERT STL,45 | 212.91 | EA | 1
LPC122500 | United States | USD | CABLE,CU,SMOOTH WEAVE,32 | 5.42 | FT | 500
LAC3QEG | United States | USD | MOLD,CABLE TO BUS/LUG,HOR | 212.91 | EA | 1
534031L3MP | United States | USD | FLEXIBAR,BUSBAR,MTO, | 187.64 | EA | 100
LPC31258 | Asia | USD | BASE,CU,STRAP,5/8IN POINT | 61.72 | EA | 1
TAD3X3X | United States | USD | MOLD,CABLE,HORZ TEE | 451.38 | EA | 1
MBB19 | United States | USD | MOLD,BLANK,250300 D PRICE | 347.69 | EA | 1
B160VT | United States | USD | CLAMP,PIPE,VERT / L160 | 322.19 | EA | 1
ISOTMNC | United States | USD | SPLICE,BUTT,DOWNCONDUCTOR | 103.03 | EA | 1
555538 | United States | USD | BRAID,CU,TINNED,CUSTOM, | 74.72 | EA | 1
RBHSB14065F | United States | USD | BASIN,POURING,#11 HORIZ. | 570.44 | EA | 1
FLXPABB0054 | United States | USD | FLEXIBAR,ADV,6X100X1,ABB | 499.899 | EA | 1
RRA541G | United States | USD | MOLD,CABLE TO REBAR,HORZ | 129.72 | EA | 1
RCE591V | United States | USD | MOLD,CABLE TO REBAR,VERT | 596.26 | EA | 1
VSC1TV.75 | United States | USD | MOLD,CABLE TO VERT STL,45 | 212.91 | EA | 1
503205 | United States | USD | BRAID,TINNED,FLAT,15-120 | 0.98 | EA | 0
LSCS6EG | United States | USD | MOLD,CABLE,TO BUS/LUG,HOR | 212.91 | EA | 1
534039ABB06 | United States | USD | FLEXIBAR,ADV,5X50X1,ABB | 103.6 | EA | 10
VGCY6 | United States | USD | MOLD,CABLE TO VERT STL, | 212.91 | EA | 1
SRGBD026 | United States | USD | GRID,SRG,10 X 26,26GAGEX2 | 1816.83 | EA | 1
GYJ223Q | United States | USD | MOLD,CABLE TO GRD ROD,VER | 882.44 | EA | 1
TACY0Y2 | United States | USD | MOLD,CABLE,HORZ TEE | 212.91 | EA | 1
XLGYE182Q | United States | USD | MOLD,CABLE TO GRD ROD,VER | 665.88 | EA | 1
PTCY7Y5 | Europe | USD | MOLD PTCY7Y5 | 212.91 | EA | 1
EGBA12412CC | United States | USD | BAR,GRD BUS,1/2 X 4 X 12 | 234 | EA | 1
559060 | United States | USD | TOOL,KNIFE,STRIPPING,SPAR | 44.96 | EA | 1
LPC805L | United States | USD | STRAP,CU,CABLE,5/8IN WIDE | 1.75 | EA | 1
ELFB25X020 | United States | USD | LENTON FORM SAVER BOLT, | 16.89 | EA | 1
LPC46740X2 | Asia | USD | CONNECTION,CU,EMBEDDED REBAR,4/0 CABLE | 337.08 | EA | 1
508104 | United States | USD | BRACKET, FLEXBUS, KIT, | 134.54 | EA | 1
CAGRP181K | United States | USD | MOLD,CABLE TO GRD ROD,VER | 233.95 | EA | 1
B548A41 | Europe | USD | MOUNTING,KIT,1-2IN WIDE B | 11.7 | EA | 1
RJC522L | United States | USD | MOLD,CABLE TO REBAR,VERT | 212.91 | EA | 1
554348 | Asia | USD | CPI 50-400-12 | 28.83 | EA | 1
534020FW03 | United States | USD | FLEXIBAR,ADV,6X24X1MM,FW, | 237.54 | EA | 25
CBSC10 | Asia | USD | CU-BONDED GW,100M,10MM DIA,10MIL | 689.64 | EA | 1
XLB960A3 | United States | USD | FILTER,EXOLON,FIBERFRAX 3 | 2.03 | EA | 0
LPC204LST | United States | USD | POINT,CU,3/8IN X 18IN | 119.09 | EA | 1
534041KOM11 | United States | USD | FLEXIBAR,ADV,8X50X1MM,KOM | 226.43 | EA | 1
EGBA14212TES | United States | USD | BAR ASSY,GRD BUS,1/4X2X12 | 102 | EA | 1
F37-03-05 | United States | USD | TSF20A120V | 597.73 | EA | 1
PB10LA4LGG | United States | USD | MOLD,CABLE TO BUS/LUG,HOR | 153.72 | EA | 1
534002 | United States | USD | FLEX ADV2MTC 6X9X0,8 | 91.95 | EA | 4
CAVST1HB | Europe | USD | MOLD CAVST1HB | 207.39 | EA | 1
PQD1202PA | United States | USD | TDS50120/240A | 370.61 | EA | 1
A930W004 | United States | USD | ANCHOR,EXPANSION,1/4X1 1/ | 1.86 | EA | 100
XBV3D3D | United States | USD | MOLD,CABLE,HORZ X LAPPED | 935.06 | EA | 1
B3367 | Europe | USD | GUARD,GRINDING WHEEL,FINI | 57.1 | EA | 1
534033DY01 | United States | USD | FLEXIBAR,ADV,5X40X1MM,DY, | 139.96 | EA | 1
GTCP190Y3 | United States | USD | MOLD,CABLE TO GRD ROD,VER | 212.91 | EA | 1
XLVSC2CV5C | United States | USD | MOLD,CABLE TO VERT STL,45 | 252.73 | EA | 1
563480 | United States | USD | BRAID,PREFAB,300X40X3.5MM | 19.38 | EA | 10
SSC1E | United States | USD | MOLD,CABLE,HORZ SPLICE | 212.91 | EA | 1
EL16CPPW | United States | USD | LENTON,PLUG,PLASTIC,#5, | 4.93 | EA | 25
CAVHT1H4 | United States | USD | MOLD,CABLE TO VERT CAST I | 207.39 | EA | 1
LJCEALY4L | United States | USD | MOLD,CABLE TO BUS/LUG,HOR | 212.91 | EA | 1
PB10SSY0X0 | United States | USD | MOLD,CABLE,HORZ SPLICE | 150.78 | EA | 1
TDX200C120/208 | United States | USD | SURGE PROTECTOR,TDX200C, | 1507.09 | EA | 1
554890 | United States | USD | POLY,SLEEVE,ZIPFLEX,50M, | 3.43 | MR | 1
EA050 | Asia | USD | FILTER,SURGE,SUBASSY,TSG SRG 275V 40KA | 76.93 | EA | 1
715360 | Asia | USD | DEVICE,FASTENING,RAIL,NORMAL RAIL,BSK1 | 1029.24 | EA | 1
HDXBV3D2Q | United States | USD | MOLD,CABLE,HORZ X LAPPED | 935.06 | EA | 1
CAFSA2G | United States | USD | MOLD,CU TUBE TO BUS,VERT | 129.72 | EA | 1
LPA241 | United States | USD | POINT,AL,5/8 X 10IN | 14.97 | EA | 1
DEPRS2322525D | United States | USD | PROTECTOR, DATA, EQUIP,RS | 171.35 | EA | 1
INTMKIVSS | United States | USD | INTERCEPTOR,LIGHTNING,MKI | 2942.91 | EA | 1
22128 | United States | USD | WHEEL,SLOTTED,1/8X6,W/SPA | 58.18 | EA | 1
WTBMESH24A | United States | USD | WINDTURBINE BLADE ALUMINU | 54.38 | EA | 1
631350 | United States | USD | ROD,GRD,1/2X5,SEC,CU BOND | 22.26 | EA | 5
DT130020R | Asia | USD | TYPE 1, 300V, 2 0 | 334.22 | EA | 0
INTCPTSIIER1 | United States | USD | ADAPTER, SII TO ER1 MAST | 98.73 | EA | 1
555244B | United States | USD | BRAID,CU,TINNED,16MM2,BLK | 1.76 | EA | 1
VGC2Q | United States | USD | MOLD,CABLE TO VERT STL,HO | 212.91 | EA | 1
SES160F240V | United States | USD | SES, 160 KA, FILTER, 240V | 426.05 | EA | 1
508000 | Asia | USD | FleXbus Cond., 220 mm?, 2,000 mm | 223.45 | EA | 1
HDGTC182Q | United States | USD | MOLD,CABLE TO GRD ROD VER | 212.91 | EA | 1
LPC451 | United States | USD | LUG,CU,TERMINAL BONDING, | 62.34 | EA | 1
SSC2V | United States | USD | MOLD,CABLE,HORZ SPLICE | 212.91 | EA | 1
IBTB | Asia | USD | INTERSYSTEM BONDING TERMINATION BAR | 33.08 | EA | 10
LPC533L | United States | USD | PLATE,CU,STAMPED,BONDING | 39.94 | EA | 1
ECRV102Q4DB | United States | USD | GROUND ROD,VERT,10 FT,4/0 | 1152.96 | EA | 1
SVRY4 | Europe | USD | MOLD SVRY4 | 289.29 | EA | 1
545695 | Asia | USD | HYDRAULIC BUSBAR CUTTER BLADE | 501.7 | EA | 1
SSCY4Y1 | Europe | USD | MOLD SSCY4Y1 | 212.91 | EA | 1
EL22S4 | United States | USD | COUPLER,LENTON,STRAIGHT T | 44.15 | EA | 1
GCHSC1214 | United States | USD | KIT,CLIP,GLUED RAIL TIE,1 | 268.69 | EA | 1
PQS300277/480 | United States | USD | PROTECTOR,SURGE,PQS300,27 | 2531.17 | EA | 1
GRC189B | United States | USD | MOLD,CABLE TO GRD ROD,VER | 212.91 | EA | 1
HDVBC1V | United States | USD | MOLD,CABLE TO VERT STL,VE | 212.91 | EA | 1
VSC2CV21CW | United States | USD | MOLD,CABLE TO VERT STL,45 | 233.07 | EA | 1
CAHBA1L4 | United States | USD | MOLD,CABLE TO HORZ CAST I | 129.72 | EA | 1
L160 | Europe | USD | CLAMP,HANDLE,E-Z CHANGE 3 | 147.82 | EA | 1
RBT11101B | United States | USD | MATERIAL,FILLER,#11 T-SER | 48.47 | EA | 1
PB80DS3SJH001 | United States | USD | MOLD,CABLE TO UC LUG,HORZ | 697.55 | EA | 1
HYA15HT | United States | USD | ADDITIVE,GROUT,HOT TEMP | 17.37 | EA | 1
534008SC01 | United States | USD | FLEXIBAR,ADV,6X15.5X0.8MM | 90.31 | EA | 1
LPS414 | United States | USD | POINT,SS,INDUSTRIAL STACK | 173.21 | EA | 1
RHC521H | United States | USD | MOLD,CABLE TO REBAR,HORZ | 212.91 | EA | 1
PLUSCU2BM | Asia | USD | CADWELD PLUS CONTROL UNIT NG BATT ADAPTE | 146.79 | EA | 1
RRH562C | United States | USD | MOLD,CABLE TO REBAR,HORZ | 373.05 | EA | 1
GYE222V | United States | USD | MOLD,CABLE TO GRD ROD,VER | 596.26 | EA | 1
561165 | Asia | USD | POWER BLOCK SBF 400AL | 37.1 | EA | 1
CAHBA1Y6 | United States | USD | MOLD,CABLE TO HORZ CAST | 142.19 | EA | 1
VSCW2 | United States | USD | MOLD,CABLE TO VERT STL,45 | 212.91 | EA | 1
C11302X | United States | USD | FRAME ASSY,4X6X8-1/2IN | 389.12 | EA | 1
GLPCC1T | United States | USD | MOLD,CABLE TO LUG,HORZ SP | 233.95 | EA | 1
GUYWIRE18SS | United States | USD | WIRE,GUYING,18M LG SS304 | 832.64 | EA | 1
LPA809 | Europe | USD | HOLDER,AL,CAST,CABLE | 15.95 | EA | 1
EL2820A2ES | United States | USD | COUPLER,LENTON,STANDARD, | 78.41 | EA | 1
534058GE02 | United States | USD | FLEXIBAR,ADV,10X100X1,GE | 402.37 | EA | 10
VAR2CSP1 | United States | USD | MOLD,CABLE TO VERT STL,HO | 289.29 | EA | 1
XLHDVSC2Q | United States | USD | MOLD,CABLE TO VERT STL,45 | 715.08 | EA | 1
615803 | Europe | USD | EARTH ROD,CU BOND,POINTED | 55.86 | EA | 5
XL600F80 | United States | USD | WELD METAL,ALLOY,F80, | 125.06 | EA | 20
GYE162GW | United States | USD | MOLD,CABLE TO GRD ROD,VER | 656.74 | EA | 1
LPA27512 | United States | USD | ADAPTER,AL,SPRING,FOR 1/2 | 79.19 | EA | 1
SDT58 | Europe | USD | THREADED DRILLING TIP 5/8 | 8.25 | EA | 25
EL20A2MG | United States | USD | COUPLER,LENTON STANDARD,# | 30.13 | EA | 1
SBRT36100136 | United States | USD | TOOL,STRIP,3/16X4,3/16X6 | 189.11 | EA | 1
LPA5963 | United States | USD | CLAMP,PIPE,U-BOLT | 49.2 | EA | 1
GTC16Y4 | Europe | USD | MOLD GTC16Y4 | 212.91 | EA | 1
PCC2C1E | United States | USD | MOLD,CABLE, HORZ TAP PARA | 212.91 | EA | 1
534057PSC04 | United States | USD | FLEXIBAR,ADV,8X100X1,PSC | 588.04 | EA | 1
534048RW25 | United States | USD | FLEXIBAR,ADV,10X63X1MM,RW | 259.23 | EA | 10
PBWX7RH | United States | USD | MOLD,BOND,FIELD MADE BOND | 89.69 | EA | 1
GYR16001 | United States | USD | MOLD,CABLE TO GRD ROD,VER | 289.29 | EA | 1
PBW2GLH | United States | USD | MOLD,RAIL,CABLE HORZ TO W | 104.16 | EA | 1
PBXLB972A1 | United States | USD | BAFFLE ASSY,EXOLON,3 DIA | 138.81 | EA | 0
ERICORE150U | United States | USD | DOWNCONDUCTOR,LIGHTNING, | 19678.408 | EA | 1
EBDBAMRH | United States | USD | MOLD,BUS BAR,HORZ X LAPPE | 451.38 | EA | 1
VVC1T | United States | USD | MOLD,CABLE TO VERT STL,VE | 212.91 | EA | 1
FC078DH | United States | USD | CLAMP,FENCE 2.5 IPS,2HOLE | 71.69 | EA | 1
PB13ST2QLH | Asia | USD | MOLD,4/0 CONC TO WEB OF 85#-150# RAIL,ST | 208.86 | EA | 1
EGBA12418MM | United States | USD | BAR ASSY,GRD BUS,1/2 X 4 | 342 | EA | 1
EL12A2GV | United States | USD | COUPLER,LENTON,STANDARD, | 52.62 | EA | 1
LPS2845F2M | United States | USD | ADAPTER,SS,SWIVEL,5/8IN | 63.7 | EA | 1
SSC9A | United States | USD | MOLD,CABLE,HORZ SPLICE | 212.91 | EA | 1
NDF332Q | United States | USD | MOLD,CABLE TO GRD ROD, | 507.28 | EA | 1
PTC2Q1Y | United States | USD | MOLD,CABLE, HORZ THRU PAR | 212.91 | EA | 1
PB10GT182C | United States | USD | MOLD,CABLE TO GRD ROD,VER | 153.72 | EA | 1
285119 | United States | USD | KIT,FLEXIBAR,ADV,EATON | 279.15 | EA | 15
A135A06 | United States | USD | PLUG,GRAPHITE,ASSY,1 7/8 | 344.35 | EA | 1
EL57T25A2 | United States | USD | COUPLER,LENTON STANDARD,# | 128.22 | EA | 1
534041KOM14 | United States | USD | FLEXIBAR,ADV,8X50X1MM,KOM | 180.25 | EA | 1
T315T | United States | USD | TOOL KIT, TELECOM | 1333.62 | EA | 1
LPWALLCUCTO | United States | USD | CONNECTION,CU,THRU-WALL, | 1.85 | EA | 1
LPA540 | Asia | USD | BONDING PLATE,ALUMINUM,8" SQ CONTACT | 12.86 | EA | 1
534027AB16 | United States | USD | FLEXIBAR,ADV,6X32X1MM,AB, | 164.14 | EA | 10
534056ABB08 | United States | USD | FLEXIBAR,ADV,6X100X1,ABB, | 398.03 | EA | 1
RBVA9095M | United States | USD | BASIN,POURING,#18 VERTICA | 625.81 | EA | 1
CACHAAES | United States | USD | MOLD,BUS TO HORZ STL,THRU | 129.72 | EA | 1
LK614 | United States | USD | DISK,SEALING,LENTON,INTER | 8.73 | EA | 1
SRGBH018 | United States | USD | GRID,SRG,2 X 18,26 GAGEX2 | 971.23 | EA | 1
FLXPLAM0066 | Asia | USD | 718-A58349-001 | 267.24 | EA | 1
LPC125CTO | United States | USD | CABLE,CU,ROPELAY,24 STR X | 8.53 | EA | 1
SSC3X2L | United States | USD | MOLD,CABLE,HORZ SPLICE | 212.91 | EA | 1
B522C | United States | USD | CLAMP,ASSY,1 1/2 NOMINAL | 44.61 | EA | 1
EL16D6GV | United States | USD | ANCHOR,LENTON TERMINATOR, | 74.7 | EA | 1
285113 | United States | USD | KIT,FLEXIBAR,ADV,EATON | 130.55 | EA | 15
561750 | United States | USD | METAL SPACER M5 X 80 | 2.3 | EA | 25
LPS902BB | United States | USD | BRACKET,SS,BASE,1/8X3X5-7 | 44.07 | EA | 1
285008L1 | United States | USD | KIT,FLEXIBAR,LAM FUJI 1.6 | 672.075 | EA | 10
534034ARZ21 | United States | USD | FLEXIBAR,ADV,6X40X1MM,ARZ | 265.02 | EA | 10
LECY4CAJ | Europe | USD | MOLD LECY4CAJ | 212.91 | EA | 1
561870 | United States | USD | BUSBAR,SUPPORT,KIT,UBS | 211.95 | EA | 1
C123 | Europe | USD | FRAME,ASSY,RAIL | 218.46 | EA | 1
LPA2942F5M | United States | USD | ADAPTER,AL,COUPL.,1/2IN | 17.34 | EA | 1
B530D2Q120 | United States | USD | JUMPER,ASSY,4/0 CONC 120 | 252.16 | EA | 1
534013 | United States | USD | FLEX ADV2MTC 5X20X1 | 140.41 | EA | 3
RCE52Y5 | United States | USD | MOLD,CABLE TO REBAR,VERT | 596.26 | EA | 1
UTB30DP | United States | USD | PROTECTOR,SURGE,UTB,2PAIR | 201.29 | EA | 1
EL22A2Q | United States | USD | COUPLER,LENTON STANDARD, | 29.07 | EA | 1
GTC18T3 | United States | USD | MOLD,CABLE TO GRD ROD,VER | 212.91 | EA | 1
534412 | Asia | USD | IBSB ADV 50-830-8-10 | 40.64 | EA | 10
VSCY4 | Europe | USD | MOLD VSCY4 | 212.91 | EA | 1
555185 | United States | USD | BRAID,CU,TINNED,CUSTOM, | 96.93 | EA | 1
TAC3H1V | United States | USD | MOLD,CABLE,HORZ TEE | 212.91 | EA | 1
NDR16Y1 | United States | USD | MOLD,CABLE TO GRD ROD,HOR | 289.29 | EA | 1
B144A | Asia | USD | PACKING MATERIAL | 2.86 | EA | 20
FLXPLAM0074 | Asia | USD | 718-A58330-001 | 147.34 | EA | 1
563840 | Asia | USD | DIST BLOCK 4PO 100/125ALL | 62.9 | EA | 25
SBB855C1G72 | United States | USD | STUD,GROUNDING,AL/CU,W/PI | 81.15 | EA | 1
558935 | United States | USD | FLEX FOLD CLAMP 120 MFFC | 723.86 | EA | 1
FLXPABB0019 | United States | USD | FLEXIBAR,ADV,6X40X1,ABB, | 163.88 | EA | 1
TAD4Y4Y | United States | USD | MOLD,CABLE,HORZ TEE | 451.38 | EA | 1
SBM275E2A | United States | USD | FRAME,PART,BENT BASE | 5.91 | EA | 50
SSC8C1V | United States | USD | MOLD,CABLE,HORZ SPLICE | 212.91 | EA | 1
519731 | United States | USD | BRAID,FLAT,SS,300MM | 9.57 | EA | 1
510500 | United States | USD | BRAID,ROUND,CLR INSULATE, | 20.5 | MR | 1
TAC9J3A | United States | USD | MOLD,CABLE,HORZ TEE | 212.91 | EA | 1
PB500PLUSF80 | United States | USD | CADWELD PLUS,#500,F80 | 49.11 | EA | 10
534010ABB05 | United States | USD | FLEXIBAR,ADV,2X20X1MM,ABB | 41.51 | EA | 10
SBS8TCINSRD | United States | USD | BOND STRAND,INSUL,3/16,6/ | 2.93 | EA | 100
LPC62438 | United States | USD | ADAPTER,CU,THRU-ROOF, | 74.71 | EA | 1
534038ABB01 | United States | USD | FLEXIBAR,ADV,4X50X1MM,ABB | 129.43 | EA | 10
EGBC14416AA | United States | USD | BAR,ASSY,GRD BUS,1/4 X 4 | 176 | EA | 0
FLXPLAM0102 | United States | USD | FLEXIBAR,ADV,2X15.5X0.8MM | 345.56 | EA | 1
90PLUSF20 | United States | USD | CADWELD PLUS,#90,F20 | 17.67 | EA | 10
LPC225B | United States | USD | POINT,CU,BARE,1/2IN X 24 | 51.65 | EA | 1
HAA1L7CM | United States | USD | MOLD,CABLE TO HORZ STL,HO | 92.21 | EA | 1
VVR2QV16 | United States | USD | MOLD,CABLE TO VERT 14 STL | 289.29 | EA | 1
GRT331G | United States | USD | MOLD,CABLE TO GRD ROD,VER | 207.39 | EA | 1
A929A100 | United States | USD | WASHER,FLAT,1/2 BRONZE | 2.7 | EA | 1
A800A02F | United States | USD | CABLE,CU,BARE,#2 CONC,7 S | 3.43 | EA | 1
LPC2823F2M | United States | USD | ADAPTER,CU,SWIVEL,3/8IN | 43.78 | EA | 1
568665 | Asia | USD | EBB KIT DIN RAIL | 9.76 | EA | 200
T111 | United States | USD | TORCH,HEAD,SELF IGNITING | 237.57 | EA | 1
EL43TA2SS | United States | USD | COUPLER,LENTON,STANDARD, | 319.13 | EA | 1
EL32P9 | United States | USD | COUPLER,LENTON POSITION,# | 91.31 | EA | 1
PB13ST2L171CRRH | United States | USD | MOLD,CABLE TO RAIL, HORZ | 208.86 | EA | 1
RB45SB14075RHH | United States | USD | BASIN,POURING,#14 45 DEG | 569.71 | EA | 1
TACD7D7 | United States | USD | MOLD,CABLE,HORZ TEE | 212.91 | EA | 1
558932 | Asia | USD | FLEX FOLD-FIXED VICE MFFV | 863.59 | EA | 1
508058 | Asia | USD | FleXbus Cond., 1,280 mm?, 10,000 mm | 2857.55 | EA | 1
A239HD2S242Q5RH | United States | USD | CLAMP,FENCE,4/0 FLEX,4/0 | 488.77 | EA | 1
BMCCAJCAJL | United States | USD | MOLD,BUS BAR,HORZ TEE BAR | 212.91 | EA | 1
PHR2G1V | United States | USD | MOLD,CABLE, VERT THRU PAR | 289.29 | EA | 1
615860EEQ | United States | USD | ROD,GRD,5/8X6,CU CLAD,10 | 29.23 | EA | 5
BMCEAJCAJ | Europe | USD | MOLD BMCEAJCAJ | 212.91 | EA | 1
VBC9EV4 | United States | USD | MOLD,CABLE TO VERT STL,VE | 212.91 | EA | 1
LAC3QEH | United States | USD | MOLD,CABLE TO BUS/LUG,HOR | 212.91 | EA | 1
EL20A2SSN | United States | USD | COUPLER,LENTON STANDARD,# | 104.35 | EA | 1
RRC522L | United States | USD | MOLD,CABLE TO REBAR,HORZ | 212.91 | EA | 1
GCHSC910 | Asia | USD | KIT,CLIP,GLUED RAIL TIE,9-10MM DIA | 247.1 | EA | 1
EL22D6MG | United States | USD | COUPLER,LENTON TERMINATOR | 26.05 | EA | 1
EL32D6ES | United States | USD | COUPLER,LENTON TERMINATOR | 28.63 | EA | 1
LPA37258 | United States | USD | BOLT,U,AIR TERMINAL CASTI | 26.68 | EA | 1
RJE55Y4 | United States | USD | MOLD,CABLE TO REBAR,VERT | 596.26 | EA | 1
WT2SCMV00.8 | United States | USD | RECEPTOR ASSY, SIDE, | 371.37 | EA | 1
633470 | Europe | USD | EARTH ROD,CU BOND,THREAD | 57.49 | EA | 5
LAC2G002 | United States | USD | MOLD,CABLE TO BUS/LUG,HOR | 212.91 | EA | 1
XBV3H3H | United States | USD | MOLD,CABLE,HORZ X LAPPED | 935.06 | EA | 1
HDXBV3A9H | United States | USD | MOLD,CABLE,HORZ X LAPPED | 935.06 | EA | 1
560900 | United States | USD | MODULE ABS 3/10 | 70.42 | EA | 1
550930 | United States | USD | BUSBAR PCB 100 X 10 4MTR | 2354.15 | EA | 2
SRF363N | United States | USD | SRF,N-SERIES, 3PH,63A,240 | 4258.13 | EA | 1
TAC2V2P | United States | USD | MOLD,CABLE,HORZ TEE | 212.91 | EA | 1
XBV3Q2G | United States | USD | MOLD,CABLE,HORZ X LAPPED | 935.06 | EA | 1
EGBA14204NN | United States | USD | BAR,ASSY,GRD BUS,1/4 X 2 | 46 | EA | 1
PB13VF2Q | United States | USD | MOLD,CABLE TO VERT STL,VE | 208.86 | EA | 1
LEKJ6JANARH | United States | USD | MOLD,CABLE TO BUS/LUG,HOR | 966.13 | EA | 1
LPC557 | Asia | USD | CLAMP,CU CAST,BONDING | 88.18 | EA | 1
CSP1NMF600 | United States | USD | COAXIAL SURGE PROTECTOR, | 129.31 | EA | 1
LPA224 | United States | USD | AIR TERM,LTNG,AL,1/2X18IN | 22.03 | EA | 1
XBQ2T2T | United States | USD | MOLD,CABLE,HORZ X LAPPED, | 406.5 | EA | 1
EVC167P | United States | USD | CLAMP,TINNED,TELECOM | 11.47 | EA | 50
561144 | United States | USD | BLOCK,SPLICE,500AMP,LUG, | 73.74 | EA | 1
NDR161Y1H | United States | USD | MOLD,CABLE TO GRD ROD,HOR | 289.29 | EA | 1
FLXPSAM0001 | United States | USD | FLEXIBAR,ADV,10X50X1,SAM | 9999999.99 | EA | 1
EST401 | United States | USD | TESTER,RESISTANCE,GROUND | 3835.92 | EA | 1
557660 | United States | USD | BRAID,CU,TINNED,.15MM DIA | 21.04 | MR | 1
LPA258 | United States | USD | POINT,AL,TUBULAR,5/8X48IN | 197.63 | EA | 1
CASST1K | United States | USD | MOLD,CABLE,HORZ SPLICE | 207.39 | EA | 1
EL22S13 | United States | USD | COUPLER,LENTON,STRAIGHT, | 50.76 | EA | 1
PBB101EG | United States | USD | LUG,CU,1/4 X 1 1/2 W/11/1 | 147.11 | EA | 0
K217R | United States | USD | MOLD,KIT,GN STYLE,REPLACE | 272.12 | EA | 0
LPA27858 | United States | USD | BALL,AL,SAFETY,5/8IN | 25.97 | EA | 1
SSCY7 | United States | USD | MOLD,CABLE,HORZ SPLICE | 212.91 | EA | 1
VTCS5 | United States | USD | MOLD,CABLE TO VERT STL,HO | 212.91 | EA | 1
RTPY2M | United States | USD | MOLD,CABLE TO REBAR,HORZ | 234 | EA | 1
TACY3Y3 | Europe | USD | MOLD TACY3Y3 | 212.91 | EA | 1
LAC8FDE | United States | USD | MOLD,CABLE TO BUS/LUG,HOR | 212.91 | EA | 1
554367 | Asia | USD | CPI 70-250-12 | 26.07 | EA | 1
GTC142Q | United States | USD | MOLD,CABLE TO GRD ROD,VER | 212.91 | EA | 1
534021ABBP05 | United States | USD | FLEXIBAR,ADV,8X24X1,ABBP | 112.31 | EA | 1
HDPTD2Q9FW | United States | USD | MOLD,CABLE,HORZ THRU PARA | 491.7 | EA | 1
B230D03 | United States | USD | JAW,U,MODIFIED,1 1/2 WIDE | 12.66 | EA | 1
EL20CPPSW | United States | USD | LENTON,PLUG,PLASTIC,STEEL | 6.07 | EA | 25
LPA816 | United States | USD | CLIP,AL,CAST,FOR 1/2IN | 1.53 | EA | 1
534056ABB05 | United States | USD | FLEXIBAR,ADV,6X100X1,ABB, | 336.4 | EA | 1
PBC62W1822B | United States | USD | BOND,DOUBLE STUB END C,25 | 46.79 | EA | 0
560660 | United States | USD | SPACER M5X15 | 1.98 | EA | 100
SBS3086S240WT | United States | USD | BOND,TEMPORARY SIGNAL,3/1 | 196.83 | EA | 1
PCC1V1T | United States | USD | MOLD,CABLE, HORZ TAP PARA | 212.91 | EA | 1
A927F195 | United States | USD | BOLT,HEX HEAD,3/8-16 X 1 | 1.85 | EA | 1
505612 | United States | USD | BUSBAR,SPECIAL,1/8X1X11-1 | 32.14 | EA | 0
LPC595L | United States | USD | CONNECTOR,CU,CROSS RUN | 89.49 | EA | 1
EL40C3J | United States | USD | COUPLER,LENTON HALF,C3J | 52.8 | EA | 1
PBXL9503A | United States | USD | WELD METAL,EXOLON,F80,SPE | 93.99 | EA | 1
RCE532C | United States | USD | MOLD,CABLE TO REBAR,VERT | 596.26 | EA | 1
SBB343C | United States | USD | MOLD,BOND,TB 3/16X1 TB4 | 41.51 | EA | 1
UTBTM | United States | USD | BARRIER,TRANSIENT,UNIVERS | 117.8 | EA | 1
PGC2G1V | United States | USD | MOLD,CABLE,HORZ THRU PARA | 212.91 | EA | 1
VTCSF1.25 | United States | USD | MOLD,CABLE TO VERT STL,HO | 212.91 | EA | 1
GQR2Q001 | United States | USD | MOLD,CABLE TO GRD ROD,VER | 289.29 | EA | 1
EGBC14307NN | United States | USD | BAR,GRD BUS,1/4 X 3 X 07 | 63 | EA | 1
HAC1V012 | United States | USD | MOLD,CABLE TO HORZ STL,HO | 212.91 | EA | 1
TDX200C277/480 | Asia | USD | PROTECTOR,SURGE,TDX200C,3P,277/480V,4W+G | 1507.09 | EA | 0
B522F | Europe | USD | CLAMP,FIELD WELDED CONN,3 | 80.78 | EA | 1
GTC169F | United States | USD | MOLD,CABLE TO GRD ROD,VER | 212.91 | EA | 1
HTC9D1.25 | United States | USD | MOLD,CABLE TO HORZ STL,HO | 212.91 | EA | 1
RTC532G | Europe | USD | MOLD RTC532G | 212.91 | EA | 1
SBXSB3312 | United States | USD | BOND,BOOTLEG,3/16 & 3/4 X | 8.54 | EA | 25
285123L1 | United States | USD | KIT,FLEXIBBAR,LAM | 692.61 | EA | 10
INTCPTADBUTTSII | United States | USD | MAST BUTT ADAPTER FOR SIX | 133.07 | EA | 1
CAVRT1L35ARH | United States | USD | MOLD,CABLE,TO VERT CAST I | 207.39 | EA | 1
S90-04-09 | United States | USD | SGD112MA | 170.96 | EA | 1
LECT2CAJ | United States | USD | MOLD,CABLE TO BUS/LUG,HOR | 212.91 | EA | 1
RBT7101HSA | United States | USD | SLEEVE,CADWELD,#7 T-SER H | 77.77 | EA | 1
ALUM4M | Asia | USD | MAST,AL,4M | 458.33 | EA | 1
FLXPABB0032 | United States | USD | FLEXIBAR,ADV,4X80X1,ABB | 178.95 | EA | 1
SBXSJ3330 | United States | USD | BOND,JUMPER,3/16 & 3/4 XS | 12.97 | EA | 25
PTD3Q9K | United States | USD | MOLD,CABLE, HORZ THRU PAR | 451.38 | EA | 1
LPC2813F3F | United States | USD | ADAPTER,CU,SWIVEL,3/8IN | 52.77 | EA | 1
LPC27812 | United States | USD | BALL,CU,SAFETY,1/2IN | 36.43 | EA | 1
EGBA38248EE | United States | USD | BAR,GRD BUS,3/8 X 2 X 48 | 387 | EA | 1
534013EA01 | United States | USD | FLEXIBAR,ADV,5X20X1,EA | 124.86 | EA | 1
510310 | United States | USD | BRAID,FLAT,TINNED,TPCEI25 | 47.44 | MR | 1
534034ARZ24 | United States | USD | FLEXIBAR,ADV,6X40X1MM,ARZ | 434.77 | EA | 10
PB13NC182S1V | United States | USD | MOLD,CABLE TO GRD ROD,HOR | 208.86 | EA | 1
569210 | United States | USD | BLOCK,DISTRI,UDF9C1000AL | 104.91 | EA | 1
LPC122100M | United States | USD | CABLE,CU,SMOOTH WEAVE, | 14.85 | MR | 100
558630 | United States | USD | TOOL,CRIMP,DRILL,BD50,15- | 206.32 | EA | 1
RBC1461B | United States | USD | MATERIAL,FILLER,#14 C-SER | 49.8 | EA | 1
RJC52Y4 | Europe | USD | MOLD RJC52Y4 | 212.91 | EA | 1
534059ABB07 | United States | USD | FLEXIBAR,ADV,12X100X1,ABB | 755.42 | EA | 1
DT215040R | United States | USD | TYPE 2, 150V, 4 0 | 269.9 | EA | 1
SSCT1 | United States | USD | MOLD,CABLE,HORZ SPLICE | 212.91 | EA | 1
559620 | United States | USD | INS,1-1/4,1/4-20 X5/16 | 1.22 | EA | 25
PGT1D1D | United States | USD | MOLD,CABLE, HORZ THRU PAR | 207.39 | EA | 1
TAC2C2L | United States | USD | MOLD,CABLE,HORZ TEE | 212.91 | EA | 1
LPC272CTO | United States | USD | ROD,SOLID EXTENSION,CU,1/ | 29.24 | EA | 1
GTC182P | United States | USD | MOLD,CABLE TO GRD ROD,VER | 212.91 | EA | 1
RRC511L | United States | USD | MOLD,CABLE TO REBAR,HORZ | 212.91 | EA | 1
ERICORE051U | United States | USD | DOWNCONDUCTOR,LIGHTNING, | 6690.66 | EA | 1
GTC182Q1V | United States | USD | MOLD,CABLE TO GRD ROD,VER | 212.91 | EA | 1
SBYCUBGG10B | United States | USD | CONNECTOR, RAIL, TRACK, | 44.89 | EA | 1
634400 | Europe | USD | ROD,GRD,1X10,CU BONDED,10 | 354 | EA | 1
B101EE | United States | USD | LUG,CU,1/4 X 1 W/-19/16 H | 14.19 | EA | 10
RHH552G | United States | USD | MOLD,CABLE TO REBAR,HORZ | 373.05 | EA | 1
4011200EG | Asia | USD | HANGER,CLEVIS,12 IN,E-GAL | 12282.1 | EA | 100
LK5ES | United States | USD | COUPLER,LENTON INTERLOK, | 80.09 | EA | 1
PB115PLUSF80 | Asia | USD | CADWELD PLUS,#115,F80,ORANGE | 14.38 | EA | 0
GTCP200Y6 | Europe | USD | MOLD GTCP200Y6 | 212.91 | EA | 1
CAHEA1G | United States | USD | MOLD,CABLE TO HORZ CAST I | 129.72 | EA | 1
285024L1 | United States | USD | KIT,FLEXIBBAR,LAM | 651.95 | EA | 10
534028AME01 | United States | USD | FLEXIBAR,ADV,8X32X1,AME | 311.98 | EA | 1
TACL9L9 | Europe | USD | MOLD TACL9L9 | 212.91 | EA | 1
VSC2QV4 | United States | USD | MOLD,CABLE TO VERT STL,45 | 212.91 | EA | 1
LACP120EAL | United States | USD | MOLD,CABLE TO BUS/LUG,HOR | 212.91 | EA | 1
VVR2G | United States | USD | MOLD,CABLE TO VERT STL,VE | 289.29 | EA | 1
VBR3QHQ | United States | USD | MOLD,CABLE TO VERT STL, | 289.29 | EA | 1
EGBB38324NN | United States | USD | BAR,GRD BUS,3/8 X 3 X 24 | 248 | EA | 1
VVRY3 | United States | USD | MOLD,CABLE TO VERT STL,VE | 289.29 | EA | 1
LPC516 | United States | USD | SPLICE,CU,CAST,CABLE, | 20.95 | EA | 1
GMR182Q | United States | USD | MOLD,CABLE TO GRD ROD,VER | 289.29 | EA | 1
GYE332V | United States | USD | MOLD,CABLE TO GRD ROD,VER | 596.26 | EA | 1
GTCP250Y8 | Europe | USD | MOLD GTCP250Y8 | 212.91 | EA | 1
558588 | United States | USD | BRAID,SHUNT,INSULATED,IBS | 16.84 | EA | 12
B540C877T | United States | USD | BUSBAR,GRD,CU,3/8X6X36IN, | 415.6 | EA | 1
XLTAC2Q2C | United States | USD | MOLD,CABLE,HORZ TEE | 252.73 | EA | 1
EL36SASA1200 | United States | USD | COUPLER,LENTON,SASA,DBL | 117.92 | EA | 1
GR1181LHQ | United States | USD | ONE-SHOT,CABLE TO GRD ROD | 22.12 | EA | 6
534010HDQ05 | United States | USD | FLEXIBAR,ADV,2X20X1MM,HDQ | 56.69 | EA | 1
B2132Q36 | United States | USD | BOND,JUMPER LUG,3/16 X 1 | 87.58 | EA | 1
561790 | Asia | USD | METAL SPACER M6 X 40 | 1.23 | EA | 25
XAC3D3D | United States | USD | MOLD,CABLE,HORZ X SAME PL | 212.91 | EA | 1
EL2520A2 | United States | USD | COUPLER,LENTON STANDARD,# | 46.59 | EA | 1
LPA243ST | United States | USD | POINT,AL,BLUNT,5/8 X 15IN | 12.56 | EA | 1
LPC467X2 | United States | USD | CONNECTION,CU,EMBEDDED | 346.58 | EA | 1
LPC66418 | United States | USD | CONNECTION,THRU,ROOF,W/PV | 219.27 | EA | 1
GYR181V | United States | USD | MOLD,CABLE TO GRD ROD,VER | 289.29 | EA | 1
TGBA20L12P | United States | USD | BAR ASSY,GRD BUS,1/4X2X20 | 158 | EA | 1
FLXPLAM0066 | United States | USD | FLEXIBAR,ADV,2X15.5X0.8MM | 267.24 | EA | 1
RDH562L | United States | USD | MOLD,CABLE TO REBAR,HORZ | 373.05 | EA | 1
EL36D16 | United States | USD | COUPLER,LENTON,TERMINATOR | 22.82 | EA | 1
BKJPAMPAM | Europe | USD | MOLD,BUS BAR,HORZ TEE BAR | 882.44 | EA | 1
EPDLINKBR | United States | USD | TEST LINK BAR,UNINSULATED | 2.66 | EA | 1
FLXPABB0050 | United States | USD | FLEXIBAR,ADV,8X32X1,ABB | 452.38 | EA | 1
545690 | Asia | USD | HYDRAULIC BUSBAR CUTTER | 8044.27 | EA | 1
LKRGG2Q | United States | USD | MOLD,CABLE TO BUS/LUG,VER | 289.29 | EA | 1
560730 | United States | USD | DISTANCE HOLDER 120M6 | 2.79 | EA | 100
534018ABB20 | United States | USD | FLEXIBAR,ADV,4X24X1MM,ABB | 135.01 | EA | 1
GCHSC89 | Asia | USD | KIT,CLIP,GLUED RAIL TIE,8-9MM DIA | 270.18 | EA | 1
TAC3Q3A | United States | USD | MOLD,CABLE,HORZ TEE | 212.91 | EA | 1
TACY3Y2 | Europe | USD | MOLD TACY3Y2 | 212.91 | EA | 1
SBB2703R7PKCS7 | United States | USD | EPP,RACK,7 FT,W/HORIZ | 8645.38 | EA | 1
SBTBS3432B | United States | USD | BOND,SWITCH,1 IN TAB,3/16 | 10.51 | EA | 1
LU20FT12D | United States | USD | LENTON ULTIMATE,FEMALE, | 10.17 | EA | 1
YRC2A2ALH | United States | USD | MOLD,CABLE,HORZ Y 45 DEG | 212.91 | EA | 1
PB19GY181V | United States | USD | MOLD,CABLE TO GRD ROD,VER | 430.5 | EA | 1
EGBA14406NN | United States | USD | BAR,GRD BUS,1/4 X 4 X 6 | 84 | EA | 1
GYE222L | United States | USD | MOLD,CABLE TO GRD ROD, | 596.26 | EA | 1
EL20D14SS | United States | USD | ANCHOR,LENTON TERMINATOR, | 128.4 | EA | 24
TDS11002SR560 | Asia | USD | TDS, 1 PH, 100KA, 560V, CONTACTS | 245.51 | EA | 1
VNC2QRH3.50 | United States | USD | MOLD,CABLE TO VERT STL,HO | 212.91 | EA | 1
SSC9W | United States | USD | MOLD,CABLE,HORZ SPLICE | 212.91 | EA | 1
MBES3 | United States | USD | MOLD, BLANK, RAIL, | 596.26 | EA | 1
TADP9Y9 | United States | USD | MOLD,CABLE,HORZ TEE | 451.38 | EA | 1
RBW7397H | United States | USD | INSTALLATION KIT,EQUIP,#7 | 1626.97 | EA | 1
TAC1V2C | United States | USD | MOLD,CABLE,HORZ TEE | 212.91 | EA | 1
VFC2GV1 | United States | USD | MOLD,CABLE TO VERT STL,VE | 212.91 | EA | 1
GYE16Y2 | United States | USD | MOLD,CABLE TO GRD ROD,VER | 596.26 | EA | 1
XLRHC51Y6 | United States | USD | MOLD,CABLE TO REBAR,HORZ | 289.29 | EA | 1
B117CBOX | United States | USD | DISK,STEEL,1 1/2 D,10,000 | 0.06 | EA | 10000
CA25 | United States | USD | WELD METAL,ALLOY,F33 CATH | 6.9 | EA | 20
EDT275010R | United States | USD | ENHANCED TYPE 2, 750V, 10 | 89.39 | EA | 1
GTP331K | United States | USD | MOLD,CABLE TO GRD ROD,VER | 233.95 | EA | 1
PBWD97 | United States | USD | DIE,HAMMER,RAIL PWR,95MM2 | 136.62 | EA | 1
GRC188D | United States | USD | MOLD,CABLE TO GRD ROD,VER | 212.91 | EA | 1
SBB855C1G96 | United States | USD | STUD,TRANSITION,GRDG AL/C | 135.75 | EA | 1
568713 | United States | USD | EARTHBAR EB10AL | 2.66 | EA | 20
CAHEA1L12 | United States | USD | MOLD,CABLE,TO HORZ CAST I | 129.72 | EA | 1
LPLC443 | United States | USD | SPLICE,CU,CABLE,STRAIGHT | 149.33 | EA | 1
534034GE38 | United States | USD | FLEXIBAR,ADV,6X40X1MM,GE, | 305.16 | EA | 10
EL28P9J | United States | USD | COUPLER,LENTON POSITION, | 128.21 | EA | 1
B295X51Z58 | United States | USD | LABEL,ADHESIVE,TYPE 2 | 86.03 | EA | 0
EL1612A2 | United States | USD | COUPLER,LENTON STANDARD, | 30.09 | EA | 1
B540A14614A | United States | USD | COVER,BUSBAR,1/4X6X14,CLR | 46.25 | EA | 1
2H4 | Asia | USD | CLIP,FLANGE,3/32 9/64 HAMMER ON | 103.31 | EA | 0
A239GC2S242Q4LH | United States | USD | CLAMP,FENCE,4/0 FLEX,4/0 | 380.54 | EA | 1
XBZ3H3A | United States | USD | MOLD,CABLE,HORZ X LAPPED | 610.58 | EA | 1
LPC66524 | Asia | USD | CONNECTION,THRU,ROOF,W/PVC,RECTANGLE MOU | 228.58 | EA | 1
SBB2721YS72 | United States | USD | SHUNT,BASE,HARD,3/16 W/BL | 133.79 | EA | 1
TACSK2Q | United States | USD | MOLD,CABLE,HORZ TEE | 212.91 | EA | 0
EDT255030R | United States | USD | ENHANCED TYPE 2, 550V,30 | 351.89 | EA | 1
RBWS1467X | United States | USD | BASIN,POURING,#6 STANDARD | 233.68 | EA | 1
EL36CFF | United States | USD | FORMFIXER EL-36-CFF | 4.73 | EA | 15
PQDM1110B208 | United States | USD | PQDM-3-2P-208V, FSPM1110B | 3058.96 | EA | 1
TCR2Q1H | United States | USD | MOLD,CABLE,VERT TEE HORZ | 289.29 | EA | 1
534041KOM03 | United States | USD | FLEXIBAR,ADV,8X50X1MM,KOM | 272.04 | EA | 1
ELFB12X003 | United States | USD | LENTON FORM SAVER BOLT, | 6.33 | EA | 1
EGBA14110NN | United States | USD | BAR,GRD BUS,1/4 X 1 X 10 | 68 | EA | 1
B102CEOL | Europe | USD | LUG,CU,1/8 INCH X 1 INCH | 15.33 | EA | 20
RCE54Y5 | United States | USD | MOLD,CABLE TO REBAR,VERT | 596.26 | EA | 1
SBPAC3D | United States | USD | CONNECTOR,PLUG TRACK, | 19.94 | EA | 200
KA115 | United States | USD | LUG,CU,6X50X95MM,1 HOLE | 39.32 | EA | 10
FLXPLAM0083 | Asia | USD | 718-A57236-001 | 152.29 | EA | 1
508040 | United States | USD | BRAID,FLEXIBLE, | 637.24 | EA | 1
DT135010R | United States | USD | TYPE 1, 350V, 1 0 | 141.9 | EA | 1
LPA225 | Asia | USD | POINT,AL,1/2 X 24IN | 21.31 | EA | 1
568662 | United States | USD | BAR,EARTH,20 TERMINAL | 26.79 | EA | 1
PB20TA2Q2Q | United States | USD | MOLD,CABLE,HORZ TEE | 153.72 | EA | 1
EL36P9N | United States | USD | COUPLER,LENTON,SOURCED,P9 | 77.89 | EA | 1
T416BCOVER | United States | USD | COVER,ENCLOSURE,T416B | 37.6 | EA | 1
HDGNR169CW | United States | USD | MOLD,CABLE TO GRD ROD,VER | 309.45 | EA | 1
PTC2G2CW | United States | USD | MOLD,CABLE,HORZ THRU PARA | 253.23 | EA | 1
LPS418 | United States | USD | POINT,SS,INDUSTRIAL STACK | 324.76 | EA | 1
GTT14B1H | United States | USD | MOLD,CABLE TO GRD ROD,VER | 207.39 | EA | 1
GTC142V | United States | USD | MOLD,CABLE TO GRD ROD,VER | 212.91 | EA | 1
XAC1G1G | United States | USD | MOLD,CABLE,HORZ X SAME PL | 212.91 | EA | 1
RBT9101HB | United States | USD | MATERIAL,FILLER,#9 T-SERI | 41.27 | EA | 1
HDXBV3A9FW | United States | USD | MOLD,CABLE,HORZ X LAPPED | 1015.7 | EA | 1
TAC2C9G | United States | USD | MOLD,CABLE,HORZ TEE | 212.91 | EA | 1
716544 | Asia | USD | CU LUG 240MM? M12 12R/12MS | 7.08 | EA | 0
PB90PLUSF80 | United States | USD | CADWELD PLUS,#90,F80 | 12.41 | EA | 10
HDVFR2Q | Europe | USD | MOLD HDVFR2Q | 289.29 | EA | 1
SPDM100120/208 | United States | USD | PROTECTOR,SURGE,TDX100M,3 | 3520.88 | EA | 1
RJC52Y2 | United States | USD | MOLD,CABLE TO REBAR,VERT | 212.91 | EA | 1
508106 | Asia | USD | FleXbus Sup. Kit Flat 3P+N, 87.5 x 119.5 | 114.51 | EA | 1
EL25C3SWN | United States | USD | COUPLER,LENTON,SPECIAL, | 65.23 | EA | 1
TAC3D8C | United States | USD | MOLD,CABLE,HORZ TEE | 212.91 | EA | 1
XL500 | United States | USD | WELD METAL,ALLOY,F20,EXOL | 111.43 | EA | 4
EGBA14420LLT | United States | USD | BAR,GRD BUS,1/4 X 4 X 20, | 278 | EA | 1
VBC2GV21C | United States | USD | MOLD,CABLE TO VERT STL, | 212.91 | EA | 1
LJCCAJY6 | United States | USD | MOLD,CABLE TO BUS/LUG,HOR | 212.91 | EA | 1
LK6GV | United States | USD | LENTON INTERLOK, HDG, | 80.09 | EA | 1
SBB492M | United States | USD | MOLD,RAIL,5/16 HF T6 | 68.85 | EA | 1
GRC14Y4 | Europe | USD | MOLD GRC14Y4 | 212.91 | EA | 1
B279DRH | United States | USD | COVER,FRAME,MTG,RH | 9.19 | EA | 1
VBC1Q | United States | USD | MOLD,CABLE TO VERT STL,VE | 212.91 | EA | 1
A928H006 | United States | USD | NUT,WING,1/2-13, NYLON | 0.23 | EA | 0
534040L3MP | United States | USD | FLEXIBAR,BUSBAR,MTO, | 117053.25 | EA | 30
C14H0100S4 | United States | USD | 13/16 X 1-5/8 X 12I,304SS | 99999990 | EA | 1
B922CC38C | Asia | USD | LUG,CU,1/8 X 5/8,(2)3/8 BOLT HLS | 18.12 | EA | 1
CR58SS | Asia | USD | GRD ROD COUPLER,SS,5/8-11 UNC-2B THREADS | 44.12 | EA | 1
SBPAJA48TA | United States | USD | BOND,PLUG,S1 48 LONG,NYCT | 12.04 | EA | 50
FJ2Q180 | United States | USD | JUMPER,SWAGED,4/0 CONC 18 | 364.63 | EA | 1
EGBA14408NN | United States | USD | BAR,GRD BUS,1/4 X 4 X 8 | 106 | EA | 1
568612 | Asia | USD | PE BUSBAR EBC133-10X3X2000 | 48.55 | EA | 498
WTBLCH | Europe | USD | WIND TURBINE BLADE LP CAR | 30.54 | EA | 10
VSC1T | United States | USD | MOLD,CABLE TO VERT STL,45 | 212.91 | EA | 1
EL32A22 | United States | USD | COUPLER,LENTON,STANDARD, | 48.29 | EA | 1
534524 | Asia | USD | IBS ADV 185-830-10 | 188.11 | EA | 2
A238GC2S12LH | United States | USD | CLAMP,FENCE,4/0 X 12 IN | 253 | EA | 1
EGBA14648CC | United States | USD | BAR,ASSY,GRD,BUS,1/4X6X48 | 774 | EA | 1
HDTAD3Q3A | United States | USD | MOLD,CABLE,HORZ TEE | 451.38 | EA | 1
LPC670 | Asia | USD | STRAP,CU,CABLE HOLDER, 1IN OFFSET | 88.91 | EA | 1
EGBA14410FF | Asia | USD | GRD BAR ASSY,1/4INX4INX10IN,C11000 CU,FF | 128 | EA | 1
LJCEF2Q | United States | USD | MOLD,CABLE TO BUS/LUG, | 212.91 | EA | 1
XLVSC2C | United States | USD | MOLD,CABLE TO VERT STL,45 | 252.73 | EA | 1
558586 | United States | USD | BRAID,SHUNT,INSULATED,IBS | 14.18 | EA | 12
ERICORE/UTKIT/B | Asia | USD | TERMINATION KIT,UPPER,ERICORE | 1040.19 | EA | 1
GRC182P | United States | USD | MOLD,CABLE TO GRD ROD,VER | 212.91 | EA | 1
RDM522QM | United States | USD | MOLD,CABLE TO REBAR,HORZ | 441.88 | EA | 1
715520 | Asia | USD | ADAPTOR,DRILL COOLING,ZSP | 19.87 | EA | 1
EL25A2SS | United States | USD | COUPLER,LENTON STANDARD,# | 114.52 | EA | 1
503220WTE01 | United States | USD | BRAID,CU,TIN,250MM2,1LYR, | 48.59 | EA | 1
EGBA14416NN | United States | USD | BAR,GRD BUS,1/4 X 4 X 16 | 194 | EA | 1
YRC2G2GRH | United States | USD | MOLD,CABLE,HORZ Y 45 DEG | 212.91 | EA | 1
ERICORE095U | United States | USD | DOWNCONDUCTOR,LIGHTNING, | 12463 | EA | 1
611300PWC01 | United States | USD | ROD,GRD,1/2X10,CU BONDED | 26.55 | EA | 100
EDT230040R | United States | USD | ENHANCED TYPE 2, 300V, 40 | 287.05 | EA | 1
RBW6555A | United States | USD | SLEEVE,CADWELD,LOW SLIP # | 70.43 | EA | 1
LPC103 | United States | USD | CABLE,CU,SMOOTH WEAVE, | 14.33 | EA | 1
MBA47B | United States | USD | MOLD,BLANK,R PRICE 250300 | 331.37 | EA | 1
GNR182G | United States | USD | MOLD,CABLE TO GRD ROD,VER | 289.29 | EA | 1
RCE52Y4 | Europe | USD | MOLD RCE52Y4 | 596.26 | EA | 1
615800SP02 | United States | USD | ROD,GRD,5/8X10,CU BONDED | 53.78 | EA | 10
HDGTC162C | United States | USD | MOLD, CABLE TO GRD ROD,VE | 212.91 | EA | 1
SBB855F1G36 | United States | USD | STUD,TRANSITION,ASSY W/NO | 71.32 | EA | 1
534032PMR02 | United States | USD | FLEXIBAR,ADV,4X40X1,PMR | 100.49 | EA | 10
FLXPLAM0022 | United States | USD | FLEXIBAR,ADV,8X32X1MM | 389.59 | EA | 1
SCB6001A | United States | USD | WELD METAL,CADWELD RAIL S | 55.83 | EA | 25
LPC478 | United States | USD | CABLE,CLAMP,BARE BRONZE, | 72.22 | EA | 1
EGBA14208EE | United States | USD | BAR,GRD BUS,1/4 X 2 X 8 | 74 | EA | 1
715122 | United States | USD | LUG,CABLE,PKS 150/16-H | 24.87 | EA | 10
PB63SC5A3S | United States | USD | MOLD,CABLE,HORZ SPLICE SI | 366.25 | EA | 1
LPC227B | Europe | USD | POINT,CU,BARE,1/2IN X36IN | 73.51 | EA | 1
534422 | United States | USD | IBSB ADV 100-330-8-10 | 34.12 | EA | 10
EGBA14618CC | United States | USD | BAR,GRD BUS,1/4 X 6 X 18, | 288 | EA | 1
CMC18PAM | Europe | USD | MOLD CMC18PAM | 212.91 | EA | 1
PTC2G2G | Europe | USD | MOLD PTC2G2G | 212.91 | EA | 1
TAC7S7R | United States | USD | MOLD,CABLE,HORZ TEE | 212.91 | EA | 1
TACY3W3 | Europe | USD | MOLD TACY3W3 | 212.91 | EA | 1
NT1161V | United States | USD | ONE-SHOT,CABLE TO GRD ROD | 27.46 | EA | 6
XLHSC2Q | United States | USD | MOLD,CABLE TO HORZ STL,HR | 252.73 | EA | 1
B17903 | United States | USD | SCREW,THREADED,3/8-24 | 8 | EA | 0
534056ABB03 | United States | USD | FLEXIBAR, ADV, 6X100X1MM | 415.57 | EA | 1
HSC1T | United States | USD | MOLD,CABLE TO HORZ STL,HO | 212.91 | EA | 1
VBC2QV8C | United States | USD | MOLD,CABLE TO VERT STL, | 212.91 | EA | 1
HDXBV3A2QW | United States | USD | MOLD,CABLE,HORZ X LAPPED | 1015.7 | EA | 1
GTC162VW | United States | USD | MOLD,CABLE TO GRD ROD, | 273.39 | EA | 1
1120250EG | Asia | USD | 112 LOOP HANGER 3/8 UNC; DN65, 2-1/2 IN. | 555.06 | EA | 25
BMCEALEAH | United States | USD | MOLD,BUS BAR,HORZ TEE BAR | 212.91 | EA | 1
TAD3D3DHQ | United States | USD | MOLD,CABLE,HORZ TEE | 451.38 | EA | 1
LPA675 | United States | USD | STRAP,AL,CABLE TO PIPE | 57.96 | EA | 1
534012 | United States | USD | FLEX ADV2MTC 4X20X1 | 114.29 | EA | 3
568810 | Asia | USD | BLOCK,JUNCTION,PEN-D 300 MM2 | 147.1 | EA | 1
EGBA14216EE | United States | USD | BAR,GRD BUS,1/4 X 2 X 16 | 130 | EA | 1
EL3222A2 | United States | USD | COUPLER,LENTON STANDARD,# | 57.18 | EA | 1
ECRHE202Q4D | United States | USD | ELECTRODE ASSY,GRD,20LG H | 3235.24 | EA | 1
BJDGGGGRH | United States | USD | MOLD,BUS BAR,HORZ TAP PAR | 451.38 | EA | 1
561177 | Asia | USD | POWER BLOCK SBF4C 1600AL | 193.59 | EA | 50
RCE572G | United States | USD | MOLD,CABLE TO REBAR,VERT | 596.26 | EA | 1
562123 | United States | USD | IBST 50-388-10 | 9.89 | EA | 10
EL22D16 | United States | USD | COUPLER,LENTON,TERMINATOR | 12.3 | EA | 1
815780 | United States | USD | GROUND ROD, GALV POINTED | 23.33 | EA | 5
SBB2721T | United States | USD | SHUNT,DUAL HEAD,0.06 OHM | 333.32 | EA | 1
PB72RX3S150BRH | United States | USD | MOLD,CABLE TO RAIL,HORZ T | 366.25 | EA | 1
559693 | United States | USD | INSULATOR,3,1/2-13 X 5/8 | 6.81 | EA | 10
GTC162L | United States | USD | MOLD,CABLE TO GRD ROD,VER | 212.91 | EA | 1
EST4620 | United States | USD | TESTER,GROUND, RESISTANCE | 3785.64 | EA | 1
GECP160DBG | Europe | USD | MOLD GECP160DBG | 212.91 | EA | 1
M12H0006HD | United States | USD | 1 X 6IN HDG SLOTTED CHANN | 9200 | EA | 1
GTC221Y | United States | USD | MOLD,CABLE TO GRD ROD,VER | 212.91 | EA | 1
EGBA14436CCT | United States | USD | BAR,ASSY,GRD 1/4 X4 X 36 | 486 | EA | 1
LPA103IN0052.5 | United States | USD | CABLE,AL,SMOOTH WEAVE, | 647.56 | EA | 1
534036GE04 | United States | USD | FLEXIBAR,ADV,10X40X1MM,GE | 299.27 | EA | 10
534056RW27 | United States | USD | FLEXIBAR,ADV,6X100X1MM,RW | 432.33 | EA | 10
PB20XA2V2V | United States | USD | MOLD,CABLE,HORZ X SAME PL | 153.72 | EA | 1
534058NEX03 | United States | USD | FLEXIBAR,ADV,10X100X1,NEX | 660.07 | EA | 10
534029L3M | United States | USD | FLEXIBAR,ADV,10X32X1MM,3M | 604.98 | EA | 2
559143 | Asia | USD | MANUAL FLEXIBAR STRIPPING TOOL | 3044.18 | EA | 1
EGBA38430AA | United States | USD | BAR,GRD BUS,3/8 X 4 X 30 | 378 | EA | 0
553152 | United States | USD | BAR,CONNECTION,ALUMINIUM, | 4.25 | EA | 10
CAHEA1V6 | United States | USD | MOLD,CABLE,TO HORZ CAST I | 129.72 | EA | 1
LPA62812 | United States | USD | ADAPTER,AL,THRU-ROOF, | 77.68 | EA | 1
615855GAL01 | United States | USD | ROD,GRD,5/8X5,CU BONDED | 13.49 | EA | 5
VFR2QV3C | United States | USD | MOLD,CABLE TO VERT STL,VE | 289.29 | EA | 1
B540C874T | United States | USD | BUSBAR,GRD,CU,3/8X4X8IN, | 57.04 | EA | 1
CAHAA1T | United States | USD | MOLD,CABLE TO HORZ STL,HO | 129.72 | EA | 1
EL20S13 | United States | USD | COUPLER,LENTON,STRAIGHT, | 34.93 | EA | 1
LJCCALY3 | United States | USD | MOLD,CABLE TO BUS/LUG,HOR | 212.91 | EA | 1
LAC2QGH | United States | USD | MOLD,CABLE TO BUS/LUG,HOR | 212.91 | EA | 1
TAC9H9E | United States | USD | MOLD,CABLE,HORZ TEE | 212.91 | EA | 1
PB10GLEG3S | United States | USD | MOLD,CABLE TO LUG,HORZ SP | 153.72 | EA | 1
HDGTC162QW | United States | USD | MOLD,CABLE TO GRD ROD,VER | 273.39 | EA | 1
TACY4Y2 | Europe | USD | MOLD TACY4Y2 | 212.91 | EA | 1
LJCFALY6 | Europe | USD | MOLD LJCFALY6 | 212.91 | EA | 0.5
508155 | United States | USD | RAW, | 489.94 | EA | 1
285043 | United States | USD | KIT,FLEXIBAR,ADV,WESCO/IR | 204.49 | EA | 1
EGBA14416AA | United States | USD | BAR,ASSY,GRD BUS,1/4 X 4 | 194 | EA | 1
568800 | United States | USD | BLOCK,JUNCTION,PEN-D75MM2 | 107.22 | EA | 1
PB10SS4G | United States | USD | MOLD,CABLE,HORZ SPLICE | 208.86 | EA | 1
CAT393 | United States | USD | TOOL,ACCESSORY,SAFETY GLA | 218.65 | EA | 0
SSC2C1H | United States | USD | MOLD,CABLE,HORZ SPLICE | 212.91 | EA | 1
534402 | Asia | USD | IBSB ADV 25-430-6 | 15.22 | EA | 10
5213GW | United States | USD | WIRE,GRD,1/2,10MIL,COPPER | 17.97 | EA | 0
SSC9F2QW | United States | USD | MOLD,CABLE,HORZ SPLICE | 253.23 | EA | 1
CBSC8 | Europe | USD | CU-BONDED STEEL CONDUCTOR | 526.65 | EA | 1
GTC162P | United States | USD | MOLD,CABLE TO GRD ROD,VER | 212.91 | EA | 1
HDTAC1T2Q | United States | USD | MOLD,CABLE,HORZ TEE | 212.91 | EA | 1
555200 | United States | USD | BRAID,CU,TINNED,25MM2 | 6.35 | EA | 10
XAC2Q1Y | United States | USD | MOLD,CABLE,HORZ X SAME PL | 212.91 | EA | 1
RDH56Y4 | Europe | USD | MOLD RDH56Y4 | 373.05 | EA | 1
VSCS1V3C | United States | USD | MOLD,CABLE TO VERT STL,45 | 212.91 | EA | 1
PCC2V1V | United States | USD | MOLD,CABLE,HORZ TAP PARAL | 212.91 | EA | 1
EDT235031R | United States | USD | DIVERTER, ENHANCED TYPE 2 | 307.27 | EA | 1
LPC31812 | Europe | USD | BASE,CU,SIDE MOUNT,1/2IN | 41.82 | EA | 1
DT1M27531R | United States | USD | DIVERTER, TYPE 1, 275V, 3 | 1097.78 | EA | 1
500 | United States | USD | WELD METAL,CADWELD,F20 | 76.12 | EA | 10
CAHAA1H | United States | USD | MOLD,CABLE TO HORZ STL,HO | 129.72 | EA | 1
PB10HS4K | United States | USD | MOLD,CABLE TO HORZ STL, | 208.86 | EA | 1
RBHSB16070F | United States | USD | BASIN,POURING,#11 HORIZ. | 625.81 | EA | 1
RRC522F | United States | USD | MOLD,CABLE TO REBAR,HORZ | 212.91 | EA | 1
PCT1L1G | United States | USD | MOLD,CABLE,HORZ TAP PARAL | 207.39 | EA | 1
TACT3T2 | United States | USD | MOLD,CABLE,HORZ TEE | 212.91 | EA | 1
534017 | United States | USD | FLEX ADV2MTC 3X24X1 | 105.95 | EA | 3
YRC2L2LLH | United States | USD | MOLD,CABLE,HORZ Y 45 DEG | 212.91 | EA | 1
ARC2210CNC | United States | USD | COUPLER,ASSY,WITH AIR TER | 193.49 | EA | 1
GMR162Q | United States | USD | MOLD,CABLE TO GRD ROD,VER | 289.29 | EA | 1
SRGBD100 | United States | USD | GRID,SRG,10 X 100,26 GAGE | 3627.53 | EA | 1
GTC16T1 | Europe | USD | MOLD,CABLE TO GRD ROD,VER | 212.91 | EA | 1
GTC161TW | United States | USD | MOLD,CABLE TO GRD ROD,VER | 273.39 | EA | 1
XLB973A1 | United States | USD | BAFFLE,ASSY,4 IN | 488.12 | EA | 1
LPLC458X58 | United States | USD | CONNECTOR,LEAD,COVERED, | 150.8 | EA | 1
LPA516 | United States | USD | SPLICE,AL,CAST,CABLE, | 13.25 | EA | 1
LPA225ST | Europe | USD | POINT,AL,BLUNT,1/2 X 24IN | 12.02 | EA | 1
XLVSC1H | United States | USD | MOLD,CABLE TO VERT STL,45 | 252.73 | EA | 1
GLCCEY3 | United States | USD | MOLD,CABLE TO LUG,HORZ SP | 212.91 | EA | 1
HDPTC2Q2G | United States | USD | MOLD,CABLE,HORZ THRU PARA | 212.91 | EA | 1
TAC2Q1Y | United States | USD | MOLD,CABLE,HORZ TEE | 212.91 | EA | 1
CSBQIKCL0150EG | Asia | USD | 1-1/2"QUICK GRIP LATERAL SWAY BRACE EG | 2788.38 | EA | 0
A928K022 | United States | USD | NUT,HEX,5/8-11 BRONZE | 5.64 | EA | 1
2HPS | United States | USD | STRAP,NAIL | 0.58 | EA | 100
GR1141V | United States | USD | ONE-SHOT,CABLE TO GRD ROD | 18.09 | EA | 6
EPGC1446X6 | United States | USD | PERIMETER,GRD,90DEG BEND | 75.09 | EA | 1
CDMV0138 | United States | USD | MOLD,GRAPHITE,MULTI,VERT | 141.51 | EA | 0
557600 | Asia | USD | ROUND BRAID RTCB 15-6 | 4.36 | MT | 25
EGBA14118NN | United States | USD | BAR ASSY,GRD BUS,1/4X1X18 | 108 | EA | 1
PBWT203S | United States | USD | WELDER ASSY,RAIL,PAIR,500 | 681.22 | EA | 1
MBC02CCL | United States | USD | MOLD,BLANK,2 1/2 X 3 X 7 | 212.91 | EA | 1
LJCCAJY8 | Europe | USD | MOLD LJCCAJY8 | 212.91 | EA | 1
PCC1G1G | United States | USD | MOLD,CABLE,HORZ TAP PARAL | 212.91 | EA | 1
EL16CFFP | United States | USD | PROTECTOR,LENTON,PLASTIC | 0.82 | EA | 1
534512 | United States | USD | IBS ADV 50-830-10 | 37.02 | EA | 10
TAC2V8C | United States | USD | MOLD,CABLE,HORZ TEE | 212.91 | EA | 1
534031L3M | United States | USD | FLEXIBAR,ADV,3X40X1MM,3M | 253.46 | EA | 1
560710 | Asia | USD | DISTANCE HOLDER 45M6 | 2.47 | EA | 100
PTC1V1E | United States | USD | MOLD,CABLE, HORZ THRU | 212.91 | EA | 1
GNR168C | United States | USD | MOLD,CABLE TO GRD ROD,VER | 289.29 | EA | 1
534401 | Asia | USD | IBSB ADV 25-330-6 | 11.36 | EA | 10
SBB2721F | United States | USD | SHUNT,BASE,0.06 OHM | 284.7 | EA | 1
LPT302 | United States | USD | FIXTURE,TOOL,LIGHTNING,AS | 867.6 | EA | 1
PB10GT332Q | United States | USD | MOLD,CABLE TO GRD ROD,VER | 208.86 | EA | 1
SX40SSW2001 | United States | USD | MOLD,CABLE,HORZ SPLICE | 966.13 | EA | 1
CCTV12 | Asia | USD | DIVERTER,SURGE,CCTV | 191.18 | EA | 1
RBW346545 | United States | USD | FRAME,CRUCIBLE,5 IN | 536.27 | EA | 1
PB13ST2Q171CRRH | United States | USD | MOLD,CABLE TO RAIL, HORZ | 208.86 | EA | 1
FLXPABB0087 | United States | USD | FLEXIBAR,ADV,8X63X1MM,ABB | 237.108 | EA | 1
MTKS1052 | United States | USD | MAT,GRD,8 IN X 10 IN, | 93.31 | EA | 1
PTC2Q2VW | United States | USD | MOLD,CABLE,HORZ THRU PARA | 253.23 | EA | 1
LJCFALY5 | Europe | USD | MOLD LJCFALY5 | 212.91 | EA | 1
PBAT12J8 | United States | USD | BOND,ARC WELD JOINT,AT1 2 | 37.49 | EA | 1
SBB298D18 | United States | USD | TUBE,BOOTLEG RISER,3 OD X | 139.16 | EA | 1
PB13ST2Q150BRH | United States | USD | MOLD,CABLE TO RAIL,HORZ T | 208.86 | EA | 1
534018RTH04 | United States | USD | FLEXIBAR,ADV,4X24X1,RTH | 47.54 | EA | 1
561159 | Asia | USD | BLOCK,SPLICE 250A 1250V CABLE-TO-CABLE | 32.69 | EA | 1
LPC29638 | United States | USD | TERMINAL,AIR,EXTENSION,PA | 67.54 | EA | 1
B295X51Z69 | United States | USD | LABEL,ADHESIVE,TYPE 2 | 86.03 | EA | 0
613403PPL01 | United States | USD | ROD,GRD,3/4,CU PLATED, | 328.84 | EA | 1
A929B018 | United States | USD | WASHER,LOCK,1/2,SILBRZ | 0.78 | EA | 1
562131 | United States | USD | IBSB ADV 25-174-6 | 4.13 | EA | 1
RRC512Q | United States | USD | MOLD,CABLE TO REBAR,HORZ | 212.91 | EA | 1
TACL9D5 | United States | USD | MOLD,CABLE,HORZ TEE | 212.91 | EA | 1
VBC2VW | United States | USD | MOLD,CABLE TO VERT STL,VE | 233.07 | EA | 1
TACH5H5 | Europe | USD | MOLD TACH5H5 | 212.91 | EA | 1
534052RW14 | United States | USD | FLEXIBAR,ADV,8X80X1MM,RW, | 423.13 | EA | 10
TAC2C2C | United States | USD | MOLD,CABLE,HORZ TEE | 212.91 | EA | 1
563617 | United States | USD | BRAID,SHUNT,INSULATED, | 6.34 | EA | 10
PTC1H1H | United States | USD | MOLD,CABLE, HORZ THRU PAR | 212.91 | EA | 1
CAHEA1K24 | United States | USD | MOLD,CABLE,TO HORZ CAST I | 129.72 | EA | 1
FS14MC | United States | USD | REBAR,MALE,M,#14,43MM | 82.3 | EA | 1
LECY6FAL | United States | USD | MOLD,CABLE TO BUS/LUG,HOR | 212.91 | EA | 1
LPC050IN0023.0 | United States | USD | CABLE, CU, SMOOTH WEAVE, | 776.35 | EA | 1
CAHBA1Y4 | United States | USD | MOLD,CABLE TO HORZ CAST I | 112.25 | EA | 1
PTCY2Y1 | United States | USD | MOLD,CABLE,HORZ THRU PARA | 212.91 | EA | 1
556210 | United States | USD | SLEEVE,BRAID,GLASS FIBER, | 3.37 | EA | 100
SCH24B | Asia | USD | CADDY SCH24B | 311.15 | EA | 50
LPC582L | United States | USD | BASE,TERMINAL,MOUNT,PIPE | 122.51 | EA | 1
DSD11502SR275 | United States | USD | DIVERTER,SURGE,275V,150KA | 350.93 | EA | 1
SBACTCBRK1WH | United States | USD | L-SHP BRACKET, W/HARDWARE | 32.59 | EA | 1
GYE161V | United States | USD | MOLD,CABLE TO GRD ROD,VER | 596.26 | EA | 1
M2376X | United States | USD | FRAME,ASSY,J PRICE 3PC | 203.36 | EA | 1
BMCEAJEAJ | United States | USD | MOLD,BUS BAR,HORZ TEE BAR | 212.91 | EA | 1
GRT14C1G | United States | USD | MOLD,CABLE TO GRD ROD, | 207.39 | EA | 1
B921CC14 | United States | USD | LUG,CU,1/8 X 5/8,1/4 BOLT | 14.58 | EA | 25
PQDM1000Y120 | United States | USD | PQDM-1-3Y-120/208V, FSPM1 | 2358.84 | EA | 1
GYR18Y2 | United States | USD | MOLD,CABLE TO GRD ROD,VER | 289.29 | EA | 1
615805GAL01 | United States | USD | ROD,GRD,5/8X10,CU BONDED | 51.3 | EA | 5
CC5A40INS | United States | USD | TDCC,161 STRAND,0.656IN | 3491.89 | EA | 1
534053PDI15 | United States | USD | FLEXIBAR,ADV,10X80X1,PDI | 845.11 | EA | 1
559146 | United States | USD | SHEARING TOOL | 1214.52 | EA | 1
MBA34CCL | United States | USD | MOLD,BLANK,4 X 4 X 10 IN, | 409.92 | EA | 1
PB20RH542Q | United States | USD | MOLD,CABLE TO REBAR,HORZ | 153.72 | EA | 1
LPC123CTO | United States | USD | CABLE,CU,SMOOTH WEAVE,36 | 6.59 | EA | 1
PBW2GLH | Asia | USD | MOLD,2/0 CONC TO WEB 85-130LB RAIL | 104.16 | EA | 1
VSC2CV3C | United States | USD | MOLD,CABLE TO VERT STL,45 | 212.91 | EA | 1
LPC5966 | Europe | USD | CLAMP,PIPE,U-BOLT | 89.02 | EA | 1
SPDC50120240D | United States | USD | PQI, TDX50C120240D | 778.05 | EA | 1
563560 | Asia | USD | BRAID MBJ 50-500-12 | 22.54 | EA | 10
MTKS2941 | United States | USD | MAT,GRD,4 FT X 6 FT,#6 40 | 323.87 | EA | 1
ERICORE029T | United States | USD | DOWNCONDUCTOR,LIGHTNING, | 5064.71 | EA | 1
SPDM100277/480 | United States | USD | PROTECTOR,SURGE,TDX100M,3 | 3520.88 | EA | 1
B160V | United States | USD | FRAME,VERT SPLIT,VERT PIP | 308.86 | EA | 1
LPC501 | United States | USD | SPLICE,CU,STAMPED,CABLE, | 5.48 | EA | 1
EL1614A12 | United States | USD | COUPLER,LENTON,A12,16MM- | 40.27 | EA | 150
VSC1HV1 | United States | USD | MOLD,CABLE TO VERT STL,45 | 212.91 | EA | 1
GFC142Q | United States | USD | MOLD,CABLE TO GRD ROD,HOR | 212.91 | EA | 1
LPC517 | Europe | USD | SPLICE,CU,CAST,CABLE,UNIV | 27.87 | EA | 1
VBC9F | United States | USD | MOLD,CABLE TO VERT STL, | 212.91 | EA | 1
MS/PCBD | United States | USD | QUICK SALE | 11.98 | EA | 0
559680 | United States | USD | INSULATOR,2,3/8-16 X 9/16 | 3.39 | EA | 25
A238FD2S18LH | United States | USD | CLAMP,FENCE,4/0 X 18 IN F | 414.39 | EA | 1
GYE222C | United States | USD | MOLD,CABLE TO GRD ROD,VER | 596.26 | EA | 1
CDMV01H | Asia | USD | MOLD,GRAPHITE,MULTI,VERT | 213.29 | EA | 1
PQCF320240VD | United States | USD | SES320F240D | 5358.97 | EA | 1
534019STK03 | United States | USD | FLEXIBAR,ADV,5X24X1MM,STK | 35.83 | EA | 10
XLVSC1V | United States | USD | MOLD,CABLE TO VERT STL,45 | 252.73 | EA | 1
CAVSP2GB | United States | USD | MOLD,CABLE TO VERT STL,45 | 233.95 | EA | 1
TACY9Y9 | Europe | USD | MOLD TACY9Y9 | 212.91 | EA | 1
LPC27558 | United States | USD | ADAPTER,CU,SPRING,FOR 5/8 | 91.23 | EA | 1
B540A768T | United States | USD | BUSBAR,CU,1/2X6X18IN,ASSY | 414.19 | EA | 0
GRC181E | United States | USD | MOLD,CABLE TO GRD ROD,VER | 212.91 | EA | 1
ESBP8 | United States | USD | CONNECTOR,SPLIT BOLT,DUAL | 4.45 | EA | 100
568718 | United States | USD | EARTHBAR EBD14AL | 2.41 | EA | 10
TAC3Q3DHQ | United States | USD | MOLD,CABLE,HORZ TEE, | 212.91 | EA | 1
GRT161L | United States | USD | MOLD,CABLE TO GRD ROD,VER | 207.39 | EA | 1
PTC8F8F | United States | USD | MOLD,CABLE, HORZ THRU PAR | 212.91 | EA | 1
PTC1D2C | United States | USD | MOLD,CABLE,HORZ THRU PARA | 212.91 | EA | 1
XBM2Q2GM | United States | USD | MOLD,CABLE,HORZ X LAPPED | 441.88 | EA | 1
SB20175CWP | United States | USD | BOND,KIT,JOINT,5/16 TAB, | 13.61 | EA | 60
FLXPABB0039 | United States | USD | FLEXIBAR,ADV,10X32X1,ABB, | 146.959 | EA | 1
ELFB16X020 | United States | USD | LENTON FORM SAVER BOLT, | 9.52 | EA | 1
VVC1HV2.50 | United States | USD | MOLD,CABLE TO VERT STL,VE | 212.91 | EA | 1
A929A065 | United States | USD | WASHER,FLAT,1/4N,18-8SSTL | 0.06 | EA | 0
B101GH | United States | USD | LUG,CU,3/8 X 2 W/1-11/16 | 54.2 | EA | 5
LPA55114 | United States | USD | LUG,AL,CAST,BONDING,1/4IN | 12.74 | EA | 1
VTC1LV3C | United States | USD | MOLD,CABLE TO VERT STL,HO | 212.91 | EA | 1
EPGC181120 | United States | USD | PERIMETER,GRD,STRAIGHT, | 111.79 | EA | 0
HDTAD4L9H | United States | USD | MOLD,CABLE,HORZ TEE | 451.38 | EA | 1
PCC2C1HW | United States | USD | MOLD,CABLE,HORZ TAP PARAL | 253.23 | EA | 1
LPC171CTO | United States | USD | STRIP,CU,SOFT,1 1/4 WIDE | 15.41 | EA | 1
LPC533 | United States | USD | PLATE,CU,STAMPED,BONDING | 26.23 | EA | 1
GTC16Y3 | Europe | USD | MOLD GTC16Y3 | 212.91 | EA | 1
32M | Asia | USD | CADDY, CONDUIT CLIP | 210.32 | EA | 0
GRC16Y1 | United States | USD | MOLD,CABLE TO GRD ROD,VER | 212.91 | EA | 1
SSPD1P1M300 | Europe | USD | SSPD, SINGLE PHASE, SINGL | 210.01 | EA | 1
LPAAR0515 | United States | USD | TERMINAL,AIR,500MM,5/8DIA | 24.92 | EA | 1
TAC2Q2QW | United States | USD | MOLD,CABLE,HORZ TEE | 273.39 | EA | 1
VSC2P | United States | USD | MOLD,CABLE TO VERT STL,45 | 212.91 | EA | 1
LJCEALT3 | United States | USD | MOLD,CABLE TO BUS/LUG,HO | 212.91 | EA | 1
PTC1Y1L | United States | USD | MOLD,CABLE, HORZ THRU PAR | 212.91 | EA | 1
LPS2955F5F | Asia | USD | ADAPTER,SS,COUPLING,5/8IN FEMALE-FEMALE | 28.47 | EA | 1
TAC2G2GL | United States | USD | MOLD,CABLE,HORZ TEE,SPLIT | 231.1 | EA | 1
CAHCA1GB | United States | USD | MOLD,CABLE TO HORZ STL,HO | 129.72 | EA | 1
EGBF12426CB | United States | USD | BUSBAR,GRD,CU,1/2X4X26,CB | 576 | EA | 1
EHL34C2G | United States | USD | CONNECTOR,COMPRESSION,CU, | 38.55 | EA | 25
285011C | United States | USD | KIT,FLEXIBAR,LAM FUJI 1.6 | 341.107 | EA | 10
LPA672 | United States | USD | STRAP,AL,CABLE TO PIPE | 48.54 | EA | 1
LPC62638 | United States | USD | ADAPTER,CU,THRU-ROOF, | 98.35 | EA | 1
FLXPLAM0054 | United States | USD | FLEXIBAR,ADV,5X24X1MM,LAM | 246.58 | EA | 1
EL36A32K | United States | USD | COUPLER,LENTON,STANDARD, | 136.84 | EA | 1
SSC9K | United States | USD | MOLD,CABLE,HORZ SPLICE | 212.91 | EA | 1
LPC30238V | United States | USD | BASE,CABLE,AND AIR TERMIN | 42.63 | EA | 1
GLCEE2Q | United States | USD | MOLD,CABLE TO LUG,HORZ | 212.91 | EA | 1
PTCY8Y5 | United States | USD | MOLD,CABLE,HORZ THRU | 212.91 | EA | 1
534035 | United States | USD | FLEX ADV2MTC 8X40X1 | 378.12 | EA | 2
NDR162G | United States | USD | MOLD,CABLE TO GRD ROD,HOR | 289.29 | EA | 1
TAC9T9T | United States | USD | MOLD,CABLE,HORZ TEE | 212.91 | EA | 1
TAC2G9D | United States | USD | MOLD,CABLE,HORZ TEE | 212.91 | EA | 1
EL28PPPN | United States | USD | PLUG,PARALLEL,LENTON | 1.06 | EA | 50
LPA32112 | Asia | USD | BASE,AL,STRAIGHT,1/2IN POINT | 24.88 | EA | 1
CAB496A15B25 | United States | USD | STRAP,BOND,20 IN LG,5 PUN | 23.29 | EA | 1
VFR8D | United States | USD | MOLD,CABLE TO VERT STL,VE | 289.29 | EA | 1
VGCY6 | Europe | USD | MOLD VGCY6 | 212.91 | EA | 0.5
TACY3Y5 | Europe | USD | MOLD TACY3Y5 | 212.91 | EA | 1
TAC3Q9F | United States | USD | MOLD,CABLE,HORZ TEE | 212.91 | EA | 1
LAC1V003 | United States | USD | MOLD,CABLE TO BUS/LUG,HOR | 212.91 | EA | 1
534014ABB02 | United States | USD | FLEXIBAR,ADV,6X20X1MM,ABB | 171.9 | EA | 1
SBT382B | United States | USD | PUNCH,BOND,BOND REMOVAL | 77.5 | EA | 1
508067 | Asia | USD | FleXbus Cond., 1,810 mm?, 9,000 mm | 3407.02 | EA | 1
LPC30212V | Asia | USD | BASE,CABLE,AND AIR TERMINAL BASE ASSY | 41.82 | EA | 1
EGBA14220DGT | United States | USD | BAR,GRD BUS,1/4 X 2 X 20 | 198 | EA | 1
534026PDI20 | United States | USD | FLEXIBAR,ADV,5X32X1MM,PDI | 119.14 | EA | 10
6113503 | United States | USD | ROD,GRD,1/2X5 FT,3 MIL CU | 20.09 | EA | 5
503210IR03 | United States | USD | BRAID,CU,TIN,2INX5MM THK, | 107.32 | EA | 1
TAC2Q9D | United States | USD | MOLD,CABLE,HORZ TEE | 212.91 | EA | 1
A928K011 | United States | USD | NUT,HEX,1/4-20,18-8SSTL | 0.06 | EA | 0
XBM2G2GM | United States | USD | MOLD,CABLE,HORZ X LAPPED | 441.88 | EA | 1
MBB07 | United States | USD | MOLD,BLANK,2532 C PRICE | 149.14 | EA | 1
RRH56Y5M | Europe | USD | MOLD RRH56Y5M | 284.59 | EA | 1
EL20P8 | United States | USD | COUPLER,LENTON POSITION,# | 100.92 | EA | 1
ML953 | United States | USD | SEAL,WIPER SCRAPER,#70900 | 35.67 | EA | 0
TAC2G2QW | United States | USD | MOLD,CABLE,HORZ TEE | 273.39 | EA | 1
RTC522Q | Europe | USD | MOLD RTC522Q | 212.91 | EA | 1
EGBA14410NN | United States | USD | BAR,GRD BUS,1/4 X 4 X 10, | 128 | EA | 1
561150 | United States | USD | BLOCK,SPLICE, 80A 1000V | 9.65 | EA | 1
RBT911101 | United States | USD | SPLICE,KIT,#9/#11 CADWELD | 199.78 | EA | 1
PQM100277/480 | United States | USD | 100KA 277/480 MODULAR SUR | 2531.17 | EA | 1
LPC241BST | United States | USD | POINT,CU,BLUNT BARE,5/8IN | 34.06 | EA | 1
A238KD2S24RH | United States | USD | CLAMP,FENCE,4/0 X 24 IN F | 534.81 | EA | 1
LLCEH2Q | United States | USD | MOLD,CABLE TO BUS,LUG,VER | 212.91 | EA | 1
XLBBCPAJ | United States | USD | MOLD,BUS BAR TO BUS BAR | 715.08 | EA | 1
615840GAL01 | United States | USD | ROD,GRD,5/8X4FT,CU BONDED | 7.93 | EA | 5
GLCCEY1 | United States | USD | MOLD,CABLE TO LUG,HORZ SP | 212.91 | EA | 1
SBA2510B | Asia | USD | CLIP, RETAINER, TRACK, CIRCU | 8.4 | EA | 25
SBTBBU412B | United States | USD | BOND,BOOTLEG,3/16 TINNED, | 6.8 | EA | 20
LPC704 | United States | USD | GROUND ROD,CU,SOLID | 336.45 | EA | 1
556685B | United States | USD | BRAID,CU,25MM2,BLK | 2.57 | EA | 250
PBB374S6C146 | United States | USD | BOND,IMPD CENTER LEAD,14. | 285.67 | EA | 1
GRC181Y | United States | USD | MOLD,CABLE TO GRD ROD,VER | 212.91 | EA | 1
LPC55312 | Asia | USD | TERMINAL BONDING LUG,CU,1/2 IN HOLE | 28.13 | EA | 1
285034L1 | United States | USD | KIT,FLEXIBBAR,LAM | 689.106 | EA | 1
PBW13S00148B | United States | USD | BOND,JOINT,500 RLAY INSUL | 169.71 | EA | 1
EGBA14512DD2CC | United States | USD | BAR ASSY,GRD BUS,1/4X5X12 | 254.59 | EA | 0
LPC223B | United States | USD | POINT,CU,BARE,1/2IN X | 35.39 | EA | 1
SLK3L3 | Asia | USD | SLK3 3MM WIRE, 3M LONG, HOOK END | 1960.38 | EA | 100
551151 | United States | USD | SUPPORT,BUSBAR,CBS-B 2/5 | 94.03 | EA | 1
GRC18Y4 | United States | USD | MOLD,CABLE TO GRD ROD,VER | 212.91 | EA | 1
534001LAM12 | United States | USD | FLEXIBAR,ADV,3X9X0.8,LAM | 180.03 | EA | 10
LPC203LST | United States | USD | POINT,CU,3/8IN X 15IN | 31.48 | EA | 1
GC064 | United States | USD | CLAMP, GROUND ROD 5/8-3/4 | 26.5 | EA | 5
EHL12FC2G | United States | USD | HAMMERLOCK,CU,1/2 GR ROD, | 22.06 | EA | 25
HTC2QW | United States | USD | MOLD,CABLE TO HORZ STL,HO | 253.23 | EA | 1
XACY4Y4 | United States | USD | MOLD,CABLE,HORZ X SAME PL | 212.91 | EA | 1
556650 | Asia | USD | BRAID MBT 16-250S | 4.95 | EA | 10
RBW73918V | United States | USD | INSTALLATION KIT,EQUIP,#1 | 1536.46 | EA | 1
TAD3Q4Y | United States | USD | MOLD,CABLE,HORZ TEE | 451.38 | EA | 1
B143B | Asia | USD | PACKING,REBAR,CONN.,.25 X 2 X 1.75IN | 2.46 | EA | 20
CCJ70CA | United States | USD | CLAMP,TEST,CLAMP | 57.99 | EA | 1
PCC2G1V | United States | USD | MOLD,CABLE,HORZ TAP PARAL | 212.91 | EA | 1
RBHA9740A | United States | USD | BASIN,POURING,#7 HORIZ. | 570.44 | EA | 1
PTC2V2Q | United States | USD | MOLD,CABLE HORZ THRU PARA | 212.91 | EA | 1
554277 | Asia | USD | CPI 16-150-8 | 14.22 | EA | 1
T329 | Asia | USD | FILE | 33.54 | EA | 1
PTCY6Y2 | Europe | USD | MOLD PTCY6Y2 | 212.91 | EA | 1
LPC814 | United States | USD | SUPPORT,SEAM CLAMP,NON PE | 21.02 | EA | 1
PB71DS3SJH | United States | USD | MOLD,CABLE TO UC LUG,HORZ | 516.29 | EA | 1
T372A | Asia | USD | CAN,REPAIR,GALV.COMPOUND | 52.47 | EA | 1
RHH562C | United States | USD | MOLD,CABLE TO REBAR,HORZ | 373.05 | EA | 1
ERICORE046T | United States | USD | DOWNCONDUCTOR,LIGHTNING, | 7294.93 | EA | 1
LPC672 | United States | USD | STRAP,CU,CABLE TO PIPE | 104.99 | EA | 1
613466SIC | United States | USD | ROD,GROUND,CU BONDED | 32.2 | EA | 5
LPA533 | United States | USD | PLATE,AL,STAMPED,BONDING | 16.59 | EA | 1
XAC8K8K | United States | USD | MOLD,CABLE,HORZ X SAME PL | 212.91 | EA | 1
XBV9J9J | United States | USD | MOLD,CABLE,HORZ X LAPPED | 935.06 | EA | 1
559670 | United States | USD | INS,1-3/4,3/8-16 X 9/16 | 2.71 | EA | 25
EL57TC3J1200 | United States | USD | COUPLER,LENTON HALF,C3J, | 129.27 | EA | 1
285024L2 | United States | USD | KIT,FLEXIBBAR,LAM | 573.812 | EA | 10
LPA245 | United States | USD | POINT,AL,5/8 X 24IN | 28.17 | EA | 1
EL2825A2ES | United States | USD | COUPLER,LENTON STANDARD,# | 73.47 | EA | 1
TDX300S120/208 | United States | USD | PROTECTOR,SURGE,TDX300S | 3845.56 | EA | 1
534040SAF02 | United States | USD | FLEXIBAR,ADV,6X50X1MM,SAF | 203 | EA | 10
LPC553A14 | United States | USD | BASE,STAMPED,AND CAP ASSE | 26.13 | EA | 1
CM24SV | United States | USD | CLIP, FLANGE, HAMMER ON | 0.38 | EA | 200
CAVHT1L16 | United States | USD | MOLD,CABLE,TO VERT CAST I | 207.39 | EA | 1
CC5A20CB | United States | USD | CABLE,COMP,THFT DET | 2543.68 | EA | 1
SES320F240V | United States | USD | SES, 320KA, FILTER, 240V | 1195.39 | EA | 1
P105F20ETN | United States | USD | WELD METAL, CADWELD, F20 | 64.12 | EA | 1
B104GK | United States | USD | LUG,CU,3/8 X 3 W/4-9/16 H | 80.1 | EA | 0
LJCCAJY2 | United States | USD | MOLD,CABLE TO BUS/LUG,HOR | 212.91 | EA | 1
TDX100M480D | United States | USD | PROTECTOR,SURGE,TDX100M,3 | 1419.42 | EA | 1
557240 | United States | USD | BRAID,COPPER,15X2MM,120A | 7.2 | MR | 1
VBC2QHQ | United States | USD | MOLD,CABLE TO VERT STL, | 212.91 | EA | 1
PB13NC182Q | United States | USD | MOLD,CABLE TO GRD ROD,HOR | 208.86 | EA | 1
PB13NC182Q2G | United States | USD | MOLD,CABLE TO GRD ROD,HOR | 208.86 | EA | 1
CMC16PAJ | United States | USD | MOLD,BUS TO GRD ROD,VERT | 212.91 | EA | 1
534025AM01 | United States | USD | FLEXIBAR,ADV,4X32X1MM,AM, | 122.27 | EA | 1
VNC2CLH | United States | USD | MOLD,CABLE TO VERT STL,HO | 212.91 | EA | 1
CAVST1TC | United States | USD | MOLD,CABLE TO VERT STL,45 | 207.39 | EA | 1
DT248010R | United States | USD | TYPE 2, 480V, 1 0 | 61.08 | EA | 1
A927P023 | Asia | USD | SELF TAPPING SCREW | 0.6 | EA | 0
SBS8INORG | United States | USD | BOND STRAND,INSUL,S8 3/16 | 2.24 | EA | 1000
VBC9D | United States | USD | MOLD,CABLE TO VERT STL,VE | 212.91 | EA | 1
ERICORE030T | United States | USD | DOWNCONDUCTOR,LIGHTNING, | 5649.9 | EA | 1
CAPCT1H1H | United States | USD | MOLD,CABLE, HORZ TAP PARA | 207.39 | EA | 1
HDPTD9H9F | United States | USD | MOLD,CABLE, HORZ THRU PAR | 451.38 | EA | 1
155310EMT01 | United States | USD | ROD,GRD,5/8X1.5M,CU BOND, | 67.18 | EA | 5
TL9S | United States | USD | SCREW,SLOTTED,1/4-28X3/8 | 1.05 | EA | 0
HDGTC162LW | United States | USD | MOLD,CABLE TO GRD ROD,VER | 273.39 | EA | 1
549513 | United States | USD | SUPPORT,ALUMINUM | 22.94 | EA | 2
SBA136104 | United States | USD | CLIP,RAIL,A=8.50, C=6.50 | 34.01 | EA | 20
LPC124 | United States | USD | CABLE,CU,SMOOTH WEAVE,40 | 4.9 | EA | 0
EL28P9N | United States | USD | COUPLER,LENTON,SOURCED,P9 | 69.46 | EA | 1
XLSCB6001A | United States | USD | WELD,METAL,ALLOY F80 EXOL | 121.78 | EA | 4
INTCPTADF2NPT | Asia | USD | INTERCEPTOR,ADAPTER,MK3 2 IN NPT MALE | 281.39 | EA | 0
PBC2WM | United States | USD | MOLD,C BOND,250KCM RLAY,P | 153.72 | EA | 1
551020 | United States | USD | BUSBAR SUPPORT UBS 4/5 T | 192.55 | EA | 1
XACY8Y6 | United States | USD | MOLD,CABLE,HORZ X SAME PL | 212.91 | EA | 1
SES40P1201P | Asia | USD | SURGE PROTECTOR, 120V 1PHASE, NON-METAL | 159.8 | EA | 1
557260 | Asia | USD | BRAID,CU,TINNED,23X1.5MM - 557260 | 10.32 | MT | 25
TACY6Y6 | Europe | USD | MOLD TACY6Y6 | 212.91 | EA | 1
LPC30558V | United States | USD | BASE,CU,VERT MOUNT,5/8 IN | 46.44 | EA | 1
CAHBA1V6 | United States | USD | MOLD,CABLE TO HORZ CAST I | 129.72 | EA | 1
LPC371L12 | United States | USD | MOUNT,PIPE,HORIZONTAL CAS | 79.89 | EA | 1
GSC312G | United States | USD | MOLD,CABLE TO GRD ROD,HOR | 212.91 | EA | 1
4TIBR5 | United States | USD | HANGER,BRACKET,ANGL 1/4 T | 9.45 | EA | 10
TAC2P2P | Europe | USD | MOLD,CABLE,HORZ TEE | 212.91 | EA | 1
RBT11101HA | United States | USD | SLEEVE,CADWELD,#11 T-SERI | 113.44 | EA | 1
B533D2Q12 | United States | USD | JUMPER,ASSY,12 LG, | 234.61 | EA | 1
LPC31512 | United States | USD | BASE,CU,STRAP 1/2IN POINT | 60.07 | EA | 1
SBS10 | United States | USD | SLEEVE,BOND,FIELD MADE | 0.66 | EA | 100
VBC2GV6 | United States | USD | MOLD,CABLE TO VERT STL,VE | 212.91 | EA | 1
HDTAD4L3Q | United States | USD | MOLD,CABLE,HORZ TEE | 451.38 | EA | 1
LPC244L | United States | USD | POINT,CU,5/8IN X 18IN | 41.92 | EA | 1
ESR182 | United States | USD | PROBE, GROUND RESISTANCE, | 982.67 | EA | 1
SBPAC3G12 | United States | USD | CONNECTOR,PLUG TRACK,#8 X | 7.39 | EA | 50
SBB2721WS60 | United States | USD | SHUNT,HEAD,HARD,3/16 W/OR | 151.09 | EA | 1
A109BZ | United States | USD | CABLE,CU,BARE,350 CONC,37 | 19.36 | EA | 1
RTB50N | Asia | USD | RAIL TRANSIENT BARRIER, 50 V | 144.38 | EA | 1
LK7 | United States | USD | COUPLER,LENTON INTERLOK,# | 55.02 | EA | 1
PBWT202Q | United States | USD | WELDER ASSY,RAIL,PAIR,4/0 | 681.22 | EA | 1
HDXBV3A2GW | United States | USD | MOLD,CABLE,HORZ X LAPPED | 1015.7 | EA | 1
BACEAM | Europe | USD | MOLD BACEAM | 212.91 | EA | 1
534048ABB01 | United States | USD | FLEXIBAR, ADV, 10X63X1MM | 617.59 | EA | 1
EL36A12MG | United States | USD | COUPLER,LENTON,A12,#11, | 87.85 | EA | 1
UTB30MEX | United States | USD | PROTECTOR,SURGE,UTB REPLA | 126.82 | EA | 1
GECP120DBG | United States | USD | MOLD,GRD ROD, HORZ SPLICE | 212.91 | EA | 1
BBRFAM | Europe | USD | MOLD BBRFAM | 289.29 | EA | 1
EGBA14324CC | United States | USD | BAR,GRD BUS,1/4 X 3 X 24 | 234 | EA | 1
LWCCALY6 | United States | USD | MOLD,CABLE TO BUS,PARALL | 212.91 | EA | 1
SES160B208Y | United States | USD | SES, 160KA, BASIC, | 402.69 | EA | 1
FLXPSHL0006 | United States | USD | FLEXIBAR,ADV,5X20X1MM,SHL | 100.512 | EA | 1
RCE52Y5 | Europe | USD | MOLD RCE52Y5 | 596.26 | EA | 1
285105 | United States | USD | KIT,FLEXIBAR,ADV,EATON | 239.68 | EA | 10
PB10GT182V | United States | USD | MOLD,CABLE TO GRD ROD,VER | 153.72 | EA | 1
SBS925F | United States | USD | MOLD,WELDER,3/16 HF,T6 & | 187.53 | EA | 1
815880 | United States | USD | GROUND ROD,GALV,POINTED | 25.05 | EA | 5
CR12S | United States | USD | COUPLER,GRD ROD,BRZ,W/THD | 16.07 | EA | 25
HDSSC3A | United States | USD | MOLD,CABLE,HORZ SPLICE | 212.91 | EA | 1
RBWS2224F | United States | USD | BASIN,POURING,#11 75 DEGR | 515.06 | EA | 1
PTCSM2C | United States | USD | MOLD,CABLE,HORZ THRU PARA | 212.91 | EA | 1
633480 | Europe | USD | ROD,GROUND, 3/4X8 FEET | 64.43 | EA | 5
PCT1V1D | United States | USD | MOLD,CABLE,HORZ TAP PARAL | 207.39 | EA | 1
ESB4 | Europe | USD | CONNECTOR,SPLIT BOLT,SIL | 4.94 | EA | 100
LPC126RLCTO | United States | USD | CABLE,CU,ROPELAY,28 ST | 10.5 | EA | 0
FLXPABB0046 | United States | USD | FLEXIBAR,ADV,8X32X1,ABB | 459.31 | EA | 1
534029ABB27 | United States | USD | FLEXIBAR,ADV,10X32X1,ABB, | 262.68 | EA | 5
VBC1KV5C | United States | USD | MOLD,CABLE TO VERT STL,VE | 212.91 | EA | 1
534011L3MP | United States | USD | FLEXIBAR,BUSBAR,MTO, | 105.85 | EA | 200
554299 | United States | USD | BRAID,EARTH,SS,25MM2,CPI | 16.61 | EA | 10
534056RW39 | United States | USD | FLEXIBAR,ADV,6X100X1,RW | 476.52 | EA | 10
685800SP | United States | USD | ROD,GRD,316 SS,5/8X10 | 274.08 | EA | 0
47858500AEP | United States | USD | ROD,GRD,5/8,CU PLATED, | 26.97 | EA | 0
GRT311H | United States | USD | MOLD,CABLE TO GRD ROD,VER | 207.39 | EA | 1
ESBP4/0 | United States | USD | CONNECTOR,SPLIT BOLT,DUAL | 16.42 | EA | 25
HDXAC2V2V | United States | USD | MOLD,CABLE,HORZ X SAME PL | 212.91 | EA | 1
FLXPJW0010 | United States | USD | FLEXIBAR,ADV,10X63X1,JW | 300.66 | EA | 1
534021SAF06 | United States | USD | FLEXIBAR,ADV,8X24X1MM,SAF | 152.69 | EA | 10
PB60TA4T4K | United States | USD | MOLD,CABLE,HORZ TEE | 325.89 | EA | 1
561153 | United States | USD | BLOCK,SPLICE,400A,1000 | 64.99 | EA | 1
534019LAM08 | United States | USD | FLEXIBAR,ADV,5X24X1MM,LAM | 336.94 | EA | 1
DT235040R | United States | USD | TYPE 2, 350V, 4 0 | 287.56 | EA | 1
PBC2WLHM | United States | USD | MOLD,C BOND,250KCM RLAY,L | 153.72 | EA | 1
EDT248030R | United States | USD | ENHANCED TYPE 2, 480V, 30 | 286.36 | EA | 1
XBM2L1V | United States | USD | MOLD,CABLE,HORZ X LAPPED | 649.88 | EA | 1
PB26XB2V2V | United States | USD | MOLD,CABLE,HORZ X LAPPED | 521.4 | EA | 1
C11018C | United States | USD | FRAME,SUBASSY,1/8X4X8 1/8 | 93.37 | EA | 0
EGBA14224GGT | United States | USD | BAR,ASSY,GRD,BUS,1/4 X 2 | 234 | EA | 1
LPA2932M2M | United States | USD | ADAPTER,AL,COUPL.,1/2IN | 17.34 | EA | 1
XBK4Y3Q | United States | USD | MOLD,CABLE,HORZ X LAPPED | 966.13 | EA | 1
LPC418 | Asia | USD | POINT,CU,BARE,INDUSTRIAL STACK-5/8"X96" | 357.21 | EA | 1
LPA513 | Asia | USD | CLAMP, INLINE SPLICE, AL | 22.76 | EA | 1
ZZLPSERVICE | United States | USD | MISC CHARGE LIGHTNING | 46.5 | EA | 0
CATCANIO4PJ | United States | USD | HANGER,CABLE,J-HOOK TREE | 42.43 | EA | 1
EDT215011R | United States | USD | ENHANCED TYPE 2, 150V,11 | 211.07 | EA | 1
534014IR03 | United States | USD | FLEXIBAR,ADV,6X20X1MM,IR, | 186.52 | EA | 10
RBT78101H | United States | USD | SPLICE,KIT,#7/#8 CADWELD | 175.72 | EA | 1
A929A034 | United States | USD | WASHER,FLAT,5/16,304SSTL | 0.04 | EA | 0
CSBMA050075EG | Asia | USD | 1/2" TO 3/4" MULTI STRUCTURAL ATTACH EG | 2828.07 | EA | 0
FLXPABB0084 | United States | USD | FLEXIBAR,ADV,8X63X1MM,ABB | 273.012 | EA | 1
ML517 | United States | USD | DRIVE,PIN,QUICK-WEDGE,#6 | 45.76 | EA | 1
PGCY6Y6 | Europe | USD | MOLD PGCY6Y6 | 212.91 | EA | 1
SBGR1161VC | United States | USD | ONE-SHOT,1-2 SOL,2-3 STR, | 17.75 | EA | 1
DT1480M | United States | USD | TYPE 1 MODULE, 480V | 116.91 | EA | 1
UBOLT | Asia | USD | U BOLT,SET,2 PCS | 167.1 | EA | 1
VNC1HRH | United States | USD | MOLD,CABLE TO VERT STL,HO | 212.91 | EA | 1
EL25D6SA0900 | United States | USD | COUPLER,LENTON,SA HEAD, | 111.45 | EA | 1
VVR2CV3C | United States | USD | MOLD,CABLE TO VERT STL,VE | 289.29 | EA | 1
VGCY5 | United States | USD | MOLD,CABLE TO VERT STL,HO | 212.91 | EA | 1
CAT337R | United States | USD | BOX,TOOL,W/RASP | 218.65 | EA | 0
VSC3QV20 | United States | USD | MOLD,CABLE TO VERT STL,45 | 212.91 | EA | 1
4BRT20WSBP | United States | USD | RING,BRIDLE,1 1/4 DIA#14W | 12.89 | EA | 1
EGBA14230HH | United States | USD | BAR,GRD BUS,1/4 X 2 X 30, | 228 | EA | 1
VSC2VW | United States | USD | MOLD,CABLE TO VERT STL,45 | 233.07 | EA | 1
ESB4/0 | Europe | USD | CONNECTOR,SPLIT BOLT,SIL | 19.03 | EA | 25
SBAB18COCD2SS | United States | USD | CLIP RAIL ASSY,CONCRETE | 13.24 | EA | 100
534001LAM01 | United States | USD | FLEXIBAR,ADV,3X9X0.8,LAM | 55.39 | EA | 10
EGBA38418BB | United States | USD | BAR,GRD BUS,3/8 X 4 X 18 | 234 | EA | 1
CASST1V002 | United States | USD | MOLD,CABLE,HORZ SPLICE | 207.39 | EA | 1
PQDM1111B120 | United States | USD | PQDM-4-2P-120/240V, FSPM1 | 4136.69 | EA | 1
LU57TDR16D | United States | USD | LENTON ULTIMATE,ANCHOR, | 112 | EA | 3
RTB30N | Asia | USD | RAIL TRANSIENT BARRIER, 30 V | 144.38 | EA | 1
GRP181K | United States | USD | MOLD,CABLE TO GRD ROD,VER | 234 | EA | 1
SBS2333 | United States | USD | GRINDING WHEEL,RAIL,3/4X6 | 51.72 | EA | 1
BXB139N2 | United States | USD | BOX,ONELOOK,ERICO | 7.42 | EA | 0
FLXPLAM0109 | Asia | USD | 718-A57283-001 | 283.61 | EA | 1
VSCSFV1.25 | United States | USD | MOLD,CABLE TO VERT STL,45 | 212.91 | EA | 1
GRC222L | United States | USD | MOLD,CABLE TO GRD ROD,VER | 212.91 | EA | 1
534026PDI19 | United States | USD | FLEXIBAR,ADV,5X32X1MM,PDI | 115.41 | EA | 10
EGBA14218BB | United States | USD | BAR,GRD BUS,1/4 X 2 X 18 | 144 | EA | 1
EGBA14418LLT | United States | USD | BAR,ASSY,GRD,BUS,1/4 X 4 | 252 | EA | 1
EGBA14412GG | United States | USD | BAR,GRD BUS,1/4 X 4 X 12 | 150 | EA | 1
RBB1892JA | United States | USD | SLEEVE,CADWELD,#18 B-SERI | 235.61 | EA | 1
EGBA14336CC | United States | USD | BUSBAR,GRD,CU,1/4X3X36,CC | 342 | EA | 1
SBB855C1G36 | United States | USD | STUD,GROUNDING,AL/CU,W/PI | 76.87 | EA | 1
BBDPAMPAM | United States | USD | MOLD,BUS BAR,HORZ SPLICE | 451.38 | EA | 1
557855 | Asia | USD | DIN RAIL PDR7 5,2X25 2MTR | 6.15 | EA | 135
FLXPAPG0010 | United States | USD | FLEXIBAR,ADV,4X80X1MM,APG | 250.766 | EA | 1
CAB496A16B16 | United States | USD | STRAP,BOND,18 IN LG,5 PUN | 45.95 | EA | 1
NCR162G2C | United States | USD | MOLD,CABLE TO GRD ROD,HOR | 289.29 | EA | 1
LPS29616A | United States | USD | TERMINAL,AIR,EXTENSION,PA | 39.17 | EA | 1
508154 | United States | USD | RAW, | 93.8 | EA | 12
PTD3H3H | United States | USD | MOLD,CABLE,HORZ THRU | 451.38 | EA | 1
LPC122250 | United States | USD | CABLE,CU,SMOOTH WEAVE,32 | 5.35 | FT | 250
RHC531Y | United States | USD | MOLD,CABLE TO REBAR,HORZ | 212.91 | EA | 1
534032 | United States | USD | FLEX ADV2MTC 4X40X1 | 218.86 | EA | 2
534042RCB01 | United States | USD | FLEXIBAR,ADV,10X50X1MM,RC | 393.56 | EA | 10
SBS8CINORG | United States | USD | BOND STRAND,INSUL,S8 3/16 | 2.4 | EA | 100
EGGBC14412QQ | United States | USD | BUSBAR,STL,GALV,ASSY,1/4X | 75.29 | EA | 1
LCP01A | United States | USD | PROTECTOR,LOADCELL,4 OR 6 | 513.08 | EA | 1
LU28DR16D | United States | USD | LENTON ULTIMATE,ANCHOR, | 12.81 | EA | 1
716074 | Asia | USD | ADAPTER DRILL D=8 TO 12 | 46.4 | EA | 1
GRC161Y | United States | USD | MOLD,CABLE TO GRD ROD,VER | 212.91 | EA | 1
PTC2C1H | United States | USD | MOLD,CABLE, HORZ THRU PAR | 212.91 | EA | 1
A2364J | United States | USD | SLEEVE,COUPLER,3/16 X #8 | 1.69 | EA | 100
RBM2886112C | United States | USD | FITTING,CADWELD,#7/#8 END | 156.44 | EA | 1
SBTBJ3442B | United States | USD | BOND,JUMPER,3/16 & 1 TAB | 11.95 | EA | 0
559145 | United States | USD | BENDING TOOL | 1750.1 | EA | 1
LC25S2ESD | United States | USD | SLEEVE,S2 SERIES,EPOXY | 139.06 | EA | 1
PQDM3330S120 | United States | USD | PQDM-9-1P-120V, | 1524.32 | EA | 1
S429F2N16 | Asia | USD | SLEEVE,CU,FLARED,3/0 RLAY | 3.12 | EA | 25
LPA557 | Europe | USD | CLAMP,AL,CAST,BONDING, | 41.63 | EA | 1
CD5B | Asia | USD | CONDUIT CLAMP | 224.1 | EA | 0
A927P023 | United States | USD | SCREW,SHEET METAL,#10X5/8 | 0.6 | EA | 1
P107F20ETN | United States | USD | WELD METAL, CADWELD, F20 | 79.07 | EA | 10
EGBA14436MM | United States | USD | BAR,GRD BUS,1/4 X 4 X 36 | 414 | EA | 1
VSC8NV8C | United States | USD | MOLD,CABLE TO VERT STL,45 | 212.91 | EA | 1
508042 | United States | USD | BRAID,FLEXIBLE, | 1078.93 | EA | 1
YRC2G2GLH | United States | USD | MOLD,CABLE,HORZ Y 45 DEG | 212.91 | EA | 1
WD94 | Asia | USD | DIE ASSY,HAMMER 35MM2,CON | 294.86 | EA | 1
DEPRS23299D | United States | USD | PROTECTOR,DATA,EQUIP,R232 | 112.66 | EA | 1
EHL58C1K1K | Europe | USD | HAMMERLOCK EHL58C1K1K | 34.94 | EA | 25
ERICORE057T | United States | USD | DOWNCONDUCTOR,LIGHTNING, | 8738.03 | EA | 1
LPC372L58 | United States | USD | BOLT,U,AIR TERMINAL CASTI | 50.58 | EA | 1
GTCP190Y9 | Europe | USD | MOLD GTCP190Y9 | 212.91 | EA | 1
EL36D14 | United States | USD | ANCHOR,LENTON,TERMINATOR, | 73.49 | EA | 1
RJE56Y5 | Europe | USD | MOLD RJE56Y5 | 596.26 | EA | 1
XLGTC16Y4 | United States | USD | MOLD,CABLE TO GRD ROD,VER | 715.08 | EA | 1
DSD1402BR24/48 | United States | USD | DIVERTER,SURGE,24/48V,40A | 262.89 | EA | 1
615880PPI01 | United States | USD | ROD,GRD,5/8X8,CU CLAD,10 | 9.79 | EA | 5
GRC16Y4 | United States | USD | MOLD,CABLE TO GRD ROD,VER | 212.91 | EA | 1
TAC3A2V | United States | USD | MOLD,CABLE,HORZ TEE | 212.91 | EA | 1
534042 | United States | USD | FLEX ADV2MTC 10X50X1 | 676.54 | EA | 1
PBB49762 | United States | USD | BOND,COMPOSITE 3RD RAIL F | 648.96 | EA | 1
508014 | Asia | USD | FleXbus Cond., 360 mm?, 6,000 mm | 533.63 | EA | 1
XBM2C2CM | United States | USD | MOLD,CABLE,HORZ X LAPPED | 441.88 | EA | 1
PB13ST1L175CRRH | United States | USD | MOLD,CABLE TO RAIL,HORZ T | 208.86 | EA | 1
563910 | Asia | USD | BD 80-100AL 14 TER | 31.04 | EA | 50
A822SB111C20 | United States | USD | CABLE,COIL,INSUL,GALV,3/1 | 91.64 | EA | 1
LC16B12ESD | United States | USD | SLEEVE,B12 SERIES,EPOXY | 76.81 | EA | 1
PBAT23B46 | United States | USD | BOND,ARC WELD CROSS,AT2 3 | 139.93 | EA | 1
B323M1A | United States | USD | FRAME,BRACKET | 20.1 | EA | 0
LJCEG2Q | United States | USD | MOLD,CABLE TO BUS/LUG,HOR | 212.91 | EA | 1
SBNX1181GPLUS | United States | USD | ONE SHOT,#8 STR THRU #6 | 24.16 | EA | 6
PB13ST2CRH | United States | USD | MOLD,CABLE TO RAIL,HORZ T | 208.86 | EA | 1
HDGTC222V | United States | USD | MOLD,CABLE TO GRD ROD,VER | 212.91 | EA | 1
615980 | Europe | USD | ROD,GRD,5/8FX8,CU BONDED | 44.87 | EA | 5
GRC16Y8 | Europe | USD | MOLD GRC16Y8 | 212.91 | EA | 1
LU16MT12D | United States | USD | LENTON ULTIMATE,MALE, | 11.34 | EA | 1
LPP899GY | Asia | USD | ADHESIVE,ROOF,10.1OZ M1 GREY | 26.89 | EA | 1
534034GE11 | United States | USD | FLEXIBAR,ADV,6X40X1MM,GE, | 193.12 | EA | 10
PPD4T35CULH | United States | USD | MOLD,CABLE, HORZ ELL | 451.38 | EA | 1
LPLC46278 | United States | USD | JUMPER,LEAD,COVERED,EYE | 208.46 | EA | 1
EL16C2Q | United States | USD | COUPLER,LENTON,HALF,C2, | 31.14 | EA | 1
RBW3999 | United States | USD | ADAPTER,SPEED SLEEVE,#9 | 5.4 | EA | 1
534026AMX10 | United States | USD | FLEXIBAR,ADV,5X32X1,AMX | 121.53 | EA | 10
PTC2Q9FW | United States | USD | MOLD,CABLE,HORZ THRU PAR | 253.23 | EA | 1
LPA557DA | United States | USD | CLAMP,SUB-ASSEMBLY | 77.32 | EA | 1
LPG36258 | United States | USD | BRACE,ADHESIVE MOUNT, | 147.05 | EA | 1
534006LAM78 | United States | USD | FLEXIBAR,ADV,2X15.5X0.8MM | 39.54 | EA | 1
XLGRC162Q | United States | USD | MOLD,CABLE TO GRD ROD,VER | 252.73 | EA | 1
VBRY9 | Europe | USD | MOLD VBRY9 | 289.29 | EA | 1
RDH552G | United States | USD | MOLD,CABLE TO REBAR,HORZ | 373.05 | EA | 1
PTC1G2G | Europe | USD | MOLD PTC1G2G | 212.91 | EA | 1
SSC3Q3D | United States | USD | MOLD,CABLE,HORZ SPLICE | 212.91 | EA | 1
551181 | Asia | USD | CBS-B 1/10 TN | 94.66 | EA | 1
TAC3D3QW | United States | USD | MOLD,CABLE,HORZ TEE | 273.39 | EA | 1
551250 | Asia | USD | INSULATING SUPPORT BS 400A | 32.99 | EA | 2
SSPD1P1M480 | Europe | USD | SSPD, SINGLE PHASE, SINGL | 263.99 | EA | 1
RAC2C | Europe | USD | MOLD RAC2C | 212.91 | EA | 1
TAC9F1L | United States | USD | MOLD,CABLE,HORZ TEE | 198.99 | EA | 1
TAC9K2Q | United States | USD | MOLD,CABLE,HORZ TEE | 212.91 | EA | 1
GYF18Y8 | United States | USD | MOLD,CABLE TO GRD ROD,VER | 507.28 | EA | 1
AT43H | United States | USD | ROD,GRD,5/8X3M,CU CLAD,10 | 47.82 | EA | 100
SBK354 | United States | USD | KIT,RAIL,BOOTLEG,4 WIRE | 89.21 | EA | 5
HDGYJ183Q | United States | USD | MOLD,CABLE TO GRD ROD,VER | 882.44 | EA | 1
SER2Q2Q | United States | USD | MOLD,CABLE,VERT SPLICE SI | 289.29 | EA | 1
633463GAL01 | United States | USD | ROD,GRD,3/4X6,CU BONDED | 30.62 | EA | 5
508182 | Asia | USD | FleXbus HCBC Plate PE Connection, 100 mm | 72.74 | EA | 1
PTC2P2P | United States | USD | MOLD,CABLE, HORZ THRU PAR | 212.91 | EA | 1
EBL08 | United States | USD | BLOCK,EARTH,8 WAY | 14.02 | EA | 10
TAC2QSF | United States | USD | MOLD,CABLE,HORZ TEE | 212.91 | EA | 1
LAC2CEK | United States | USD | MOLD,CABLE TO BUS/LUG,HOR | 212.91 | EA | 1
XACY5Y5 | Europe | USD | MOLD XACY5Y5 | 212.91 | EA | 1
534028MJP08 | United States | USD | FLEXIBAR,ADV,8X32X1MM,MJP | 145.24 | EA | 1
554750 | Asia | USD | SLEEVE POLYAMIDE PDBS 8B | 1.19 | MT | 100
RBW73910H | United States | USD | INSTALLATION KIT,EQUIP,#1 | 1626.97 | EA | 1
569209 | Asia | USD | DISTR. BLOCK UD2C9C1250AL | 100.29 | EA | 180
MS/HRDW | United States | USD | QUICK SALE | 0.83 | EA | 0
FLXPJW0009 | United States | USD | FLEXIBAR,ADV,10X63X1,JW | 300.66 | EA | 1
LPC248BST | Asia | USD | POINT,CU,BLUNT BARE,5/8IN | 139.44 | EA | 1
EPGC144120 | United States | USD | PERIMETER,GRD,STRAIGHT, | 1015.67 | EA | 1
LAC3AEH | United States | USD | MOLD,CABLE TO BUS/LUG, | 212.91 | EA | 1
EHL58C2Q | United States | USD | HAMMERLOCK, CU, NOM | 21.27 | EA | 25
LPA808 | Europe | USD | STRAP,AL,CABLE,1 1/4 IN | 19.5 | EA | 1
150F76 | United States | USD | WELD METAL,CADWELD,F76 | 30.87 | EA | 10
613483SG01 | United States | USD | ROD,GRD,3/4X8,CU BONDED | 55.98 | EA | 5
RRH592Q | United States | USD | MOLD,CABLE TO REBAR,HORZ | 373.05 | EA | 1
534058GE06A | United States | USD | FLEXIBAR,ADV,10X100X1,GE | 934.83 | EA | 1
PBWT202WLH | United States | USD | WELDER ASSY,RAIL,250 RLAY | 401.73 | EA | 1
ML12MM | United States | USD | COUPLER,QUICK-WEDGE,12MM | 24.32 | EA | 1
EL20P9Q | United States | USD | COUPLER,LENTON,POSITION, | 101.12 | EA | 1
LC25S2D | United States | USD | SLEEVE,S2 SERIES,25MM, | 105.35 | EA | 1
RBC2L | United States | USD | MOLD,GRD ROD,TO RECEPTACL | 212.91 | EA | 0
EGBA14320CC | United States | USD | BAR,ASSY,GRD,BUS,1/4 X 3 | 198 | EA | 1
SI-TESTER | Europe | USD | SI ESE TESTER, I SERIES | 3104.81 | EA | 1
LPLC404CTO | United States | USD | CABLE,CU,LEAD COVERED, | 92.49 | EA | 1
SSPDTC3P150 | Europe | USD | SSPD, TNC, THREE PHASE, 1 | 475.36 | EA | 1
LAC9HEE | United States | USD | MOLD,CABLE TO BUS/LUG,HOR | 212.91 | EA | 1
TAC2Q1L | United States | USD | MOLD,CABLE,HORZ TEE | 212.91 | EA | 1
534501 | Asia | USD | IBS ADV 25-330-8-10 | 11.18 | EA | 10
PB60TA4L4L | United States | USD | MOLD,CABLE,HORZ TEE | 455.59 | EA | 1
635860 | United States | USD | ROD,GRD,5/8X6,SEC,CU BOND | 32.91 | EA | 5
BKEEAJEAJ | United States | USD | MOLD,BUS BAR,HORZ TEE BAR | 596.26 | EA | 1
HXC18001 | United States | USD | MOLD,STUD TO HORZ STL | 212.91 | EA | 1
LPC557L | Asia | USD | CLAMP,CU,CAST,BNDG,UNIV | 115.57 | EA | 0
PBP1S6A180 | United States | USD | BOND,PLUG,14.5MM COMPOSIT | 271.03 | EA | 1
LAC8D002 | United States | USD | MOLD,CABLE TO BUS/LUG,HOR | 212.91 | EA | 1
XB32G2G | United States | USD | MOLD,CABLE,HORZ X LAPPED | 466.79 | EA | 1
PBAT23B90 | United States | USD | BOND,ARC WELD CROSS,AT2 3 | 195.74 | EA | 1
PB60TA3QC4LC | United States | USD | MOLD,CABLE,HORZ TEE | 325.89 | EA | 1
RDH612Q | United States | USD | MOLD,CABLE TO REBAR,HORZ | 373.05 | EA | 1
VSC9FV2.50 | United States | USD | MOLD,CABLE TO VERT STL,45 | 212.91 | EA | 1
LPC126250 | United States | USD | CABLE,CU,SMOOTH WEAVE,29 | 7.06 | FT | 250
EL43T36P9ES | United States | USD | COUPLER,LENTON POSITION,# | 195.41 | EA | 1
HAA1V350C | United States | USD | MOLD,CABLE TO HORZ STL,HO | 129.72 | EA | 1
613412 | United States | USD | ROD,GRD,3/4X12,CU BONDED | 98.96 | EA | 5
PTCSESE | United States | USD | MOLD,CABLE, HORZ THRU PAR | 212.91 | EA | 1
RBT1891H | United States | USD | SPLICE,KIT,#18 CADWELD T- | 389.09 | EA | 1
NX1181VPLUS | United States | USD | ONE-SHOT,CABLE TO GRD ROD | 31.64 | EA | 6
FJ2G16 | United States | USD | JUMPER,SWAGED,2/0 CONC 16 | 40.43 | EA | 1
534018ABB01 | United States | USD | FLEXIBAR,ADV,4X24X1MM,ABB | 33.68 | EA | 10
LPC477 | United States | USD | TUBE,CU,PROTECTOR | 618.16 | EA | 1
B548A63 | United States | USD | MOUNTING,KIT,1/4-3/8X3-4W | 12.02 | EA | 0
541776 | United States | USD | FLEXIBAR END COVER 32 | 1.41 | EA | 12
RPSCW10STPW | United States | USD | WALKWAY,10 STEP,36IN | 167896.72 | EA | 1
EGRD58I | Asia | USD | DRIVER,ROD,GRD,5/8,INSERT EGRD58 EGRD34 | 153.99 | EA | 1
CNC16CAJ | Europe | USD | MOLD CNC16CAJ | 212.91 | EA | 1
TACY0Y3 | Europe | USD | MOLD TACY0Y3 | 212.91 | EA | 1
PTC9L9D | United States | USD | MOLD,CABLE, HORZ THRU PAR | 212.91 | EA | 1
551080 | Asia | USD | BUSBAR SUPPORT UBS 2/10 T | 218.17 | EA | 1
SBTBJ3472B | United States | USD | BOND,JUMPER,1 IN TAB 3/16 | 16.93 | EA | 1
B101GG002 | United States | USD | LUG,CU,3/8 X 1 1/2 W/ONE | 44.44 | EA | 1
SCB8002A | United States | USD | WELD METAL,CADWELD RAIL S | 58.15 | EA | 0
GDR182G | United States | USD | MOLD,CABLE TO GRD ROD,VER | 289.29 | EA | 1
PPC2G2G | United States | USD | MOLD,CABLE, HORZ ELL | 212.91 | EA | 1
SRF3125N | United States | USD | SRF,N-SERIES, 3PH,125A, | 5134.54 | EA | 1
LPC122L250 | United States | USD | CABLE,CU,SMOOTH WEAVE,32 | 6.67 | FT | 250
A238EB2S12RH | United States | USD | CLAMP,FENCE,4/0 X 12 IN F | 264.49 | EA | 1
DSD11502SR275 | Asia | USD | DIVERTER,SURGE,275V,150KA,1 MODE,ALARM | 350.93 | EA | 1
CDMV0016B | United States | USD | MOLD,GRAPHITE,MULTI,VERT | 74.53 | EA | 1
519175B | United States | USD | BRAID,STAINLESS,STEEL | 28.19 | EA | 50
556030 | United States | USD | POLY,SLEEVE,SPIRFLEX,25M, | 2.9 | MR | 1
HDTAD3Q2VW | United States | USD | MOLD,CABLE,HORZ TEE | 267.87 | EA | 1
PBW2CLH | United States | USD | MOLD,RAIL,CABLE HORZ TO W | 63.73 | EA | 1
SIMBASE2840316 | United States | USD | SI MAST SQUARE BASE, 316 | 358.06 | EA | 1
615843 | Europe | USD | EARTH ROD,CU BOND,POINTED | 26 | EA | 5
PCC2G1E | United States | USD | MOLD,CABLE, HORZ TAP PARA | 212.91 | EA | 1
PB80DS3SJH001M | United States | USD | MOLD,CABLE TO UC LUG,HORZ | 697.55 | EA | 1
RDM512G | United States | USD | MOLD,CABLE TO REBAR,HORZ | 649.88 | EA | 1
NCR16Y3 | United States | USD | MOLD,CABLE TO GRD ROD,HOR | 289.29 | EA | 1
CSS1314050 | United States | USD | SUPPORT ASSY, CONDUCTOR | 4.4 | EA | 25
534055TSL02 | United States | USD | FLEXIBAR,ADV,5X100X1, TSL | 305.04 | EA | 10
PBXLB960A6 | United States | USD | FILTER,EXOLON,7 DIA,WHITE | 138.81 | EA | 0
615805 | United States | USD | ROD,GRD,5/8X10,CU BONDED | 39.84 | EA | 5
GFC162G | United States | USD | MOLD,2/0 CABLE TO 5/8 IN | 212.91 | EA | 1
549509 | United States | USD | KIT,SUPPORT,BUSBAR,CABS | 35.68 | EA | 1
HDLAC9FGG | United States | USD | MOLD,CABLE TO BUS/LUG,HOR | 212.91 | EA | 1
558651 | United States | USD | BRAID,SHUNT,INSULATED,IBS | 12.32 | EA | 10
NT1161L | United States | USD | ONE-SHOT,CABLE TO GRD ROD | 24.13 | EA | 6
RHC53Y6 | United States | USD | MOLD,CABLE TO REBAR,HORZ | 212.91 | EA | 1
EL22D6Q | United States | USD | ANCHOR,LENTON TERMINATOR, | 23.99 | EA | 1
PB10GT18T2 | United States | USD | MOLD,CABLE TO GRD ROD,VER | 153.72 | EA | 1
B154A | United States | USD | PIN,TERM,PLATED STRAIGHT | 3.97 | EA | 50
CAHBA1L24 | United States | USD | MOLD,CABLE TO HORZ CAST I | 129.72 | EA | 1
SVRS72Q | United States | USD | MOLD,CABLE,VERT SPLICE | 289.29 | EA | 1
B532D2Q48 | United States | USD | JUMPER,ASSY,4/0 CONC 48 I | 222.44 | EA | 1
VSCY8 | United States | USD | MOLD,CABLE TO VERT STL,45 | 212.91 | EA | 1
GTT14C1L | United States | USD | MOLD,CABLE TO GRD ROD,VER | 225.58 | EA | 1
PB20TA52G | United States | USD | MOLD,CABLE,HORZ TEE | 153.72 | EA | 1
VSC2L | United States | USD | MOLD,CABLE TO VERT STL,45 | 212.91 | EA | 1
LPRAILKITBN | United States | USD | LP KIT, RAIL, BNSF | 265.7 | EA | 1
LPA238ST | United States | USD | POINT,AL,5/8X48IN,1/2THR | 17.29 | EA | 1
550350 | United States | USD | BUSBAR,PUNCH,1,75 M DPCB | 1047.32 | EA | 2
LK1411GV | United States | USD | LENTON INTERLOK,HDG, | 245.89 | EA | 1
SES200240D | United States | USD | PROTECTOR,SURGE,240V DELT | 4917.6 | EA | 1
LPA221 | United States | USD | POINT,AL,1/2 X 10IN | 17.83 | EA | 1
685850CE01 | United States | USD | GROUND ROD,SS,304,POINTED | 147.61 | EA | 5
534443 | United States | USD | IBSB ADV 240-530-10-12 | 111.57 | EA | 2
VTC2Q | United States | USD | MOLD,CABLE TO VERT STL,VE | 212.91 | EA | 1
A130Y | United States | USD | TUBING,SHRINK,HEAT,2 - 4/ | 9.46 | EA | 0
LAD4YGH | United States | USD | MOLD,CABLE TO BUS/LUG, | 451.38 | EA | 1
PCCY5Y5 | United States | USD | MOLD,CABLE,HORZ TAP PARAL | 212.91 | EA | 1
LPA62458 | United States | USD | ADAPTER,AL,THRU-ROOF, | 59.14 | EA | 1
SBK140VALE | United States | USD | KIT,CLIP,RAIL,STEEL TIE | 67.96 | EA | 20
PTC2Q1T | United States | USD | MOLD,CABLE, HORZ THRU PAR | 212.91 | EA | 1
B1332Q | United States | USD | SLEEVE,CU,.430 ID X .530 | 2.71 | EA | 25
549514 | United States | USD | SUPPORT,ALUMINUM | 26.56 | EA | 2
DFWFTA | United States | USD | BACKPLATE, 2.5 DEG SLOPE | 63.93 | EA | 1
LPC226LST | United States | USD | POINT,CU,1/2IN X 30IN | 281.55 | EA | 1
127050015CT | United States | USD | SHIELD,INSULATION,360COLD | 53.29 | EA | 1
SBA150108A078 | United States | USD | CLIP ASSY,RAIL,A=9.38, C= | 33.09 | EA | 20
DT2480M | United States | USD | TYPE 2 MODULE, 480V | 37.12 | EA | 1
563840 | United States | USD | TD 100/125 ALL | 62.9 | EA | 1
RRA561Y | United States | USD | MOLD,CABLE TO REBAR,HORZ | 129.72 | EA | 1
LACY5EAJ | Europe | USD | MOLD LACY5EAJ | 212.91 | EA | 1
PBWX7 | United States | USD | MOLD,BOND,FIELD MADE BOND | 180.94 | EA | 1
HSC910SVBLK | United States | USD | CLIP,SNAP,BLK | 1.81 | EA | 0
PQDLBM2Y277 | United States | USD | LABEL,SPEC,RATINGS,PQD, | 24.82 | EA | 0
EL28A2SSN | United States | USD | COUPLER,LENTON STANDARD,# | 133.71 | EA | 1
A238HD2S24RH | United States | USD | CLAMP,FENCE,4/0 X 24 IN | 331.02 | EA | 1
815865 | United States | USD | GROUND ROD,GALV,POINTED | 29.52 | EA | 10
558238ADV | United States | USD | IBSBADV 50-430-8-10 E&I | 11.51 | EA | 100
LK400 | United States | USD | KIT,TEMPLATE,INTERLOK,FLO | 93.76 | EA | 1
PBCY3AM | United States | USD | MOLD,RAIL,PAIR,CBX3 | 153.72 | EA | 1
TCR3Q1V | United States | USD | MOLD,CABLE,VERT TEE,HORZ | 289.29 | EA | 1
PTC3Q9F | United States | USD | MOLD,CABLE,HORZ THRU PARA | 212.91 | EA | 1
SSPD1P1M300 | United States | USD | SSPD, SINGLE PHASE, | 210.01 | EA | 1
534016DS06 | United States | USD | FLEXIBAR,ADV,2X24X1MM,DS, | 164.21 | EA | 1
534443 | Asia | USD | IBSB ADV 240-530-10-12 | 111.57 | EA | 2
LPA221 | Asia | USD | POINT,AL,1/2 X 10IN | 17.83 | EA | 0
561168 | United States | USD | POWER BLOCK SB 630AL | 80.81 | EA | 1
NT1161VPLUS | United States | USD | ONE-SHOT,CABLE TO GRD ROD | 28.61 | EA | 6
XLGTC182Q | United States | USD | MOLD,CABLE TO GRD ROD,VER | 252.73 | EA | 1
LPC30912 | Asia | USD | CASE,ADHESIVE,BRNZ,HORZ | 49.72 | EA | 1
TAC4Y2Q | United States | USD | MOLD,CABLE,HORZ TEE | 212.91 | EA | 1
PCC2L2L | United States | USD | MOLD,CABLE, HORZ TAP PARA | 212.91 | EA | 1
EL57TD6Q | United States | USD | ANCHOR,LENTON TERMINATOR, | 116.7 | EA | 1
534033L3M | United States | USD | FLEXIBAR,ADV,5X40X1MM,3M, | 367.8 | EA | 1
EGBA14436BB | United States | USD | BAR,GRD BUS,1/4 X 4 X 36 | 414 | EA | 1
A927F067 | United States | USD | BOLT,HEX HEAD,1/2-13 X 2 | 6.48 | EA | 0
RBT1091HB | United States | USD | MATERIAL,FILLER,#10 HORIZ | 43.99 | EA | 1
VVR9FV3W | United States | USD | MOLD,CABLE TO VERT STL,VE | 309.45 | EA | 1
615880GAL01 | United States | USD | ROD,GRD,5/8X8,CU BONDED | 34.23 | EA | 5
XAC2C1L | United States | USD | MOLD,CABLE,HORZ X SAME PL | 212.91 | EA | 1
XLTAK4T002S | United States | USD | MOLD,CABLE,HORZ TEE,LEFT | 1047.78 | EA | 1
EGBA14412HH | United States | USD | BAR,GRD BUS,1/4 X 4 X 12 | 150 | EA | 1
811360 | United States | USD | GROUND ROD,GALV,POINTED, | 21.78 | EA | 5
PB13ST2Q171CRLH | United States | USD | MOLD,CABLE TO RAIL, HORZ | 208.86 | EA | 1
508051 | Asia | USD | FleXbus Cond., 1,280 mm?, 3,000 mm | 1040.78 | EA | 1
LPP899WH | Asia | USD | ADHESIVE,ROOF,10.1OZ M1 WHITE | 26.09 | EA | 1
FLXPABB0020 | United States | USD | FLEXIBAR,ADV,6X40X1,ABB, | 152.16 | EA | 1
CSP1F90 | Europe | USD | COAXIAL SURGE PROTECTOR | 127.11 | EA | 1
EGBA14824MM | United States | USD | BAR,ASSY,GRD,BUS,1/4X8X24 | 444 | EA | 1
A12831A7 | United States | USD | ROD,SAMPLE,3 3/4 IN LONG, | 4.67 | EA | 1
B2710A2H | United States | USD | PULLEY,DRIVER | 61.59 | EA | 0
VVR2QV6 | United States | USD | MOLD,CABLE TO VERT STL,VE | 289.29 | EA | 1
534038L3M | United States | USD | FLEXIBAR,ADV,4X50X1MM,3M | 516.03 | EA | 1
TACT4T2 | United States | USD | MOLD,CABLE,HORZ TEE | 212.91 | EA | 1
BMCCAJCAJ | Europe | USD | MOLD BMCCAJCAJ | 212.91 | EA | 1
BMCEALCAJ | United States | USD | MOLD,3X25MM BUS TO | 212.91 | EA | 1
LPC222BST | United States | USD | POINT,CU,BLUNT BARE,1/2IN | 23.61 | EA | 1
GWC182Q | United States | USD | MOLD,CABLE TO GRD ROD,HOR | 212.91 | EA | 1
GTC33SE | United States | USD | MOLD,CABLE TO GRD ROD,VER | 212.91 | EA | 1
563800 | Asia | USD | DIST BLOCK 2POLE 100/125A | 23.36 | EA | 50
A239FC2S242Q4RH | United States | USD | CLAMP,FENCE,4/0 FLEX,4/0 | 473.1 | EA | 1
SBRT36024 | United States | USD | TOOL,STRIP,DRIVER,ADAPTER | 46.69 | EA | 1
LPA669 | United States | USD | STRAP,AL,CABLE STAND-OFF | 88.75 | EA | 1
LECY4EAL | United States | USD | MOLD,CABLE TO BUS/LUG,HOR | 212.91 | EA | 1
EL43T36A12 | United States | USD | COUPLER,LENTON,A12#14-#11 | 87.99 | EA | 1
TLR2Q2G | United States | USD | MOLD,CABLE,VERT TEE VERT | 289.29 | EA | 1
TAC9H9G | United States | USD | MOLD,CABLE,HORZ TEE | 212.91 | EA | 1
PB10HS2Q | United States | USD | MOLD,CABLE TO HORZ STL,HO | 208.86 | EA | 1
EDT248010R | Asia | USD | Enhanced Type 2, 480V, 1 0 | 83.82 | EA | 0
534053RW09 | United States | USD | FLEXIBAR,ADV,10X80X1,RW | 330.5 | EA | 10
B548A83 | United States | USD | MOUNTING,KIT,1/4X3-4WIDE | 17.38 | EA | 1
635870KPLC | Europe | USD | GROUND ROD,5/8X2,1M, 10M | 30.86 | EA | 5
ERICORE122T | United States | USD | DOWNCONDUCTOR,LIGHTNING, | 17265.324 | EA | 1
NCR152G | United States | USD | MOLD,CABLE TO GRD ROD, | 289.29 | EA | 1
CNC18PAM | United States | USD | MOLD,BUS TO GRD ROD,VERT | 212.91 | EA | 1
GBR16R1 | Europe | USD | MOLD GBR16R1 | 289.29 | EA | 0.5
SBS5838F | United States | USD | MOLD,WELDER,T6 & T7 W/MTG | 188.47 | EA | 1
DT115030R | United States | USD | TYPE 1, 150V, 3 0 | 532.82 | EA | 1
BMDFANFAN | Europe | USD | MOLD BMDFANFAN | 451.38 | EA | 1
SBB2721JS72SP | United States | USD | SHUNT,HARD,RAIL HEAD-HEAD | 162.56 | EA | 1
TACY5Y8 | Europe | USD | MOLD TACY5Y8 | 212.91 | EA | 1
PTC2C2C | Europe | USD | MOLD PTC2C2C | 212.91 | EA | 1
GRC332Q | United States | USD | MOLD,CABLE TO GRD ROD,VER | 212.91 | EA | 1
SBTBJU412B | United States | USD | BOND,JUMPER,3/16 SIG X 12 | 7.27 | EA | 20
TACT1 | Europe | USD | MOLD TACT1 | 212.91 | EA | 1
LPC680 | Europe | USD | RECEPTACLE,CU,AIRCRAFT | 276.83 | EA | 1
CAPCT1L1L | United States | USD | MOLD,CABLE, HORZ TAP PARA | 207.39 | EA | 1
LK310A | United States | USD | GROMMET,RUBBER,#10 FORM M | 23.64 | EA | 1
508056 | United States | USD | BRAID,FLEXIBLE, | 2351.4 | EA | 1
25 | United States | USD | WELD METAL,CADWELD,F20 | 5.9 | EA | 20
TMGBA29L41P | United States | USD | BAR ASSY,GRD BUS,1/4X4X29 | 337 | EA | 1
HCAW6M | United States | USD | MOLD,CABLE TO HORZ STL,HO | 92.21 | EA | 1
TAC2V2V | United States | USD | MOLD,CABLE,HORZ TEE | 212.91 | EA | 1
SRGC46 | Asia | USD | CLAMP,GRID,SOGNAL REF,4-6SOL/STR | 22.16 | EA | 1
PQCF320480VD | United States | USD | SES320F480D | 5358.97 | EA | 1
534019LAM01 | United States | USD | FLEXIBAR,ADV,5X24X1, LAM | 261.25 | EA | 10
PB10GF3SCS | United States | USD | MOLD,CABLE TO GRD ROD,HOR | 153.72 | EA | 1
569020 | United States | USD | BLOCK,SINGLE POLE,DISTRIB | 15.58 | EA | 1
B117B22 | United States | USD | DISK,STL,1 INCH,22 PER | 0.1 | EA | 0
ELFG40 | United States | USD | LENTON,BAR END GAGE,FIELD | 441.8 | EA | 1
B141C | United States | USD | SHIM,CU,.013 X 3 IN X 5 I | 13.41 | EA | 200
LPC34512 | United States | USD | BASE,CU,CAST,RIDGE, | 67.69 | EA | 1
EGBA38218EET | United States | USD | BAR,GRD BUS,3/8 X 2 X 18 | 148.53 | EA | 1
TAC2G1Y | United States | USD | MOLD,CABLE,HORZ TEE | 212.91 | EA | 1
RDM532V | United States | USD | MOLD,CABLE TO REBAR,HORZ | 649.88 | EA | 1
LPC120250 | Asia | USD | CABLE,CU,SMOOTH WEAVE,29 STR X 17GA | 4.1 | FT | 1
ECRH081T4UB | United States | USD | GROUND ROD,ASSY,KIT.8 FT, | 1670.03 | EA | 1
LQJEH2QM | United States | USD | MOLD,CABLE TO BUS/LUG,VER | 711.88 | EA | 1
EGBA14248EE | United States | USD | BAR,GRD BUS,1/4 X 2 X 48 | 224.42 | EA | 1
815780UPC | United States | USD | GROUND ROD,POINTED,GALV,5 | 24.5 | EA | 5
LPA809 | United States | USD | HOLDER,AL,CAST,CABLE | 15.95 | EA | 1
GTC16W3 | United States | USD | MOLD,CABLE TO GRD ROD,VER | 212.91 | EA | 1
PTC1T1L | United States | USD | MOLD,CABLE,HORZ THRU PARA | 212.91 | EA | 1
PBC12J9 | United States | USD | BOND,RAIL C,2/0 RLAY 9 LO | 40.39 | EA | 1
LC16B12D | United States | USD | SLEEVE,B12 SERIES,12/16MM | 58.19 | EA | 1
MBMAST3M | Asia | USD | MAST,AL,3M,MAST BASE,WELDED TOGETHER | 701.97 | EA | 1
47858140AEP | United States | USD | ROD,GRD,5/8,CU PLATED,15 | 107.54 | EA | 0
285011A | United States | USD | KIT,FLEXIBAR,LAM FUJI 1.6 | 479.234 | EA | 10
GTC18Y8 | Europe | USD | MOLD GTC18Y8 | 212.91 | EA | 1
GRC181G | United States | USD | MOLD,CABLE TO GRD ROD,VER | 212.91 | EA | 1
CAGRP181L | United States | USD | MOLD,CABLE TO GRD ROD, | 258.84 | EA | 1
B102EH001BLK | United States | USD | LUG,CU,1/4 X 2 W/2-9/16 H | 132.73 | EA | 0
GRC16Y3 | United States | USD | MOLD,CABLE TO GRD ROD,VER | 212.91 | EA | 1
EL20CIPS | United States | USD | PROTECTOR,THREAD,INTERNAL | 0.19 | EA | 1
LPA34312 | United States | USD | BASE,AL,STRAP,OFFSET, | 45.05 | EA | 1
554345AC01 | United States | USD | BRAID,SS,CPI,50MM2,250MM, | 27.68 | EA | 1
CC5A05SP100M | United States | USD | CABLE,COMPOSITE,19 STR, | 749.11 | EA | 1
ERICORE083T | United States | USD | DOWNCONDUCTOR,LIGHTNING, | 12148.922 | EA | 1
A811G20F100 | United States | USD | STOCK,BAR,CU,20GA X 4 IN | 1342.57 | EA | 1
GRC182CW | United States | USD | MOLD,CABLE TO GRD ROD,VER | 253.23 | EA | 1
KSF70 | United States | USD | SPLICE,COMPRESSION,STRAIG | 13.13 | EA | 1
EGBA12424BBT | United States | USD | BAR,GRD BUS,1/2 X 4 X 24 | 662.56 | EA | 0
RDH541V | United States | USD | MOLD,CABLE TO REBAR,HORZ | 373.05 | EA | 1
TAC1Y1V | United States | USD | MOLD,CABLE,HORZ TEE | 212.91 | EA | 1
534024TR02 | United States | USD | FLEXIBAR,ADV,3X32X1,TR | 55.89 | EA | 1
TACY7Y2 | Europe | USD | MOLD TACY7Y2 | 212.91 | EA | 1
VBC2QV8 | United States | USD | MOLD,CABLE TO VERT STL,VE | 212.91 | EA | 1
GRP181L | United States | USD | MOLD,CABLE TO GRD ROD,VER | 234 | EA | 1
EL36P9PPP | United States | USD | LENTON,PARALLEL PLUG, | 1.78 | EA | 25
285122L3 | United States | USD | KIT,FLEXIBBAR,LAM | 657.293 | EA | 10
TAC2Q2PW | United States | USD | MOLD,CABLE,HORZ TEE | 273.39 | EA | 1
RBT111011HA | United States | USD | SLEEVE,CADWELD,#11 -1 T | 129.71 | EA | 1
SBGR1161L | United States | USD | ONE-SHOT,CABLE TO GRD ROD | 18.85 | EA | 6
HAA1H2 | United States | USD | MOLD,CABLE TO HORZ STL,HO | 129.72 | EA | 1
KITCDMV01 | United States | USD | KIT,CADWELD,MULTI VERTICA | 1264.05 | EA | 1
716544 | United States | USD | LUG,CABLE,TUBULAR CRIMP, | 7.08 | EA | 1
DT215011R | United States | USD | TYPE 2, 150V, 1 1 | 168.27 | EA | 1
SBRT10450110 | United States | USD | BUSHING,STRIP,#6SOLID,8/6 | 44.09 | EA | 1
RCE511L | United States | USD | MOLD,CABLE TO REBAR,VERT | 596.26 | EA | 1
VWR182Q | United States | USD | MOLD,CABLE TO GRD ROD,VER | 289.29 | EA | 1
CAHBA1K8 | United States | USD | MOLD,CABLE TO HORZ CAST I | 129.72 | EA | 1
534125 | United States | USD | BUSBAR,FLEXIBLE,ADVANCED, | 253.13 | EA | 2
LPC468 | United States | USD | CONNECTOR,CU,BARE,SOCKET, | 101.5 | EA | 1
534048RW31 | United States | USD | FLEXIBAR,ADV,10X63X1MM,RW | 427.84 | EA | 1
SB20118 | United States | USD | BOND,CADWELD TAB,5/16X9 3 | 11.66 | EA | 100
SSCV1 | Europe | USD | MOLD SSCV1 | 212.91 | EA | 1
561156 | United States | USD | BLOCK,SPLICE,630A,1250V | 141.58 | EA | 1
EGBA14216NNT | United States | USD | BAR,GRD BUS,1/4 X 2 X 16 | 162 | EA | 1
EL12D14SS | United States | USD | ANCHOR,LENTON TERMINATOR, | 81.69 | EA | 100
548630 | United States | USD | INSULATOR,BUSBAR,ISO TP | 17.1 | EA | 10
611303DP | United States | USD | ROD,GRD,1/2X10,CU BONDED | 54.32 | EA | 5
VTC2G8 | United States | USD | MOLD,CABLE TO VERT STL,HO | 212.91 | EA | 1
RBT1418101A | United States | USD | SLEEVE,CADWELD,#14/#18 T- | 164.17 | EA | 1
XBM3A2L | United States | USD | MOLD,CABLE,HORZ X LAPPED | 649.88 | EA | 1
5015102 | United States | USD | ORGO-THERMIT REACTION | 129.98 | EA | 1
VBC8DV3C | United States | USD | MOLD,CABLE TO VERT STL, | 212.91 | EA | 1
RBT6101HB | United States | USD | MATERIAL,FILLER,#6 T-SERI | 33.61 | EA | 1
CAHBA1Y16 | United States | USD | MOLD,CABLE,TO HORZ CAST I | 129.72 | EA | 1
DT115010R | United States | USD | TYPE 1, 150V, 1 0 | 189.55 | EA | 1
PB80PG5T3Q | United States | USD | MOLD,CABLE,HORZ THRU PARA | 697.55 | EA | 1
GYR182C | United States | USD | MOLD,CABLE TO GRD ROD,VER | 289.29 | EA | 1
HDC58RTPC | United States | USD | CLAMP,GRD ROD,STL BRZ,HEA | 6.77 | EA | 50
RBWS1547M | United States | USD | BASIN,POURING,#18 STD. HO | 266.54 | EA | 1
TDX100C347/600 | United States | USD | PROTECTOR,SURGE,TDX100C,3 | 837.78 | EA | 1
LPC445 | United States | USD | SPLICE,CU,CABLE,BARE TEE | 54.9 | EA | 1
EL794BBOX | United States | USD | PLATE,FORM SAVER,#5 | 0.44 | EA | 300
EGBC18172EE | United States | USD | BUSBAR,GRD,CU,1/8X1X72,EE | 114.68 | EA | 1
ERICORE032U | United States | USD | CABLE ERICORE 32 MTS | 4198.05 | EA | 1
B101DEOL | United States | USD | LUG,CU,3/16 X 1 W/I-9/16 | 12.94 | EA | 10
RBS36875 | United States | USD | CRUCIBLE,EXTENSION,5 IN | 233.02 | EA | 1
WTBRFS | United States | USD | SPANNER SOCKET FOR 3/8 WR | 193.32 | EA | 1
LPS66212 | United States | USD | SS ALL-THREADED ROD,1/2IN | 42.03 | EA | 1
A239HC2S182C5LH | United States | USD | CLAMP,FENCE,4/0 FLEX,4/0 | 464.4 | EA | 1
SBS13C | United States | USD | SLEEVE,BOND,FIELD MADE | 1.41 | EA | 100
PTC3D2Q | United States | USD | MOLD,CABLE,HORZ THRU PARA | 212.91 | EA | 1
GPECEAK0241H024 | United States | USD | ELECTRODE,GRD PLATE,1/32X | 190.97 | EA | 1
PB10SS3S3D | United States | USD | MOLD,CABLE,HORZ SPLICE | 153.72 | EA | 1
GPECNDK024T | United States | USD | ELECTRODE,GRD PLATE,1/8 X | 466.5 | EA | 1
LPA30558V | United States | USD | BASE,AL,VERT MOUNT,5/8 IN | 23.18 | EA | 1
VSCW3 | Europe | USD | MOLD VSCW3 | 212.91 | EA | 1
BQCEALEAL | United States | USD | MOLD,BUS BAR,VERT TEE TAP | 212.91 | EA | 1
CAB136B | United States | USD | CLEANER,MOLD,90 W/M AND L | 102999.99 | EA | 0
LPA141CTO | United States | USD | WIRE,AL,SOLD SOFT,#4 AWG | 2.23 | EA | 1
YRC2Q1TRH | United States | USD | MOLD,CABLE,HORZ Y 45 DEG | 212.91 | EA | 1
VBCY1 | Europe | USD | MOLD VBCY1 | 212.91 | EA | 1
VSC9TV3C | United States | USD | MOLD,CABLE TO VERT STL,45 | 212.91 | EA | 1
GRT14C1T | United States | USD | MOLD,CABLE TO GRD ROD,VER | 207.39 | EA | 1
PTC2Q9H | United States | USD | MOLD,CABLE, HORZ THRU PAR | 212.91 | EA | 1
EP5X7 | United States | USD | COUPLER,ANCHOR,FORMSAVER | 22.9 | EA | 1
EL36P9Q | United States | USD | COUPLER,LENTON,POSITION, | 138.95 | EA | 1
545860 | United States | USD | PUNCH,TOOL,11X20MM | 318.57 | EA | 1
XLPB71LSJH3QS | United States | USD | MOLD,CABLE,TO BUS/LUG, | 924.54 | EA | 1
534425 | United States | USD | IBSB ADV 100-630-8-10 | 56.77 | EA | 10
EST4630 | United States | USD | TESTER,GROUND RESISTANCE | 4661.4 | EA | 1
534034GE17 | United States | USD | FLEXIBAR,ADV,6X40X1MM,GE, | 203.76 | EA | 10
LAC3DEEW | United States | USD | MOLD,CABLE TO BUS/LUG,HOR | 233.07 | EA | 1
534405 | Asia | USD | IBSB ADV 25-830-6 | 25.88 | EA | 10
FLXPLAM0072 | United States | USD | FLEXIBAR,ADV,2X15.5X0.8MM | 433.42 | EA | 1
EGBA14324BBT | United States | USD | BAR,GRD BUS,1/4 X 3 X 24 | 282 | EA | 1
HDXBV2Q2QW | United States | USD | MOLD,CABLE,HORZ X LAPPED | 1015.7 | EA | 1
SBS09C | United States | USD | SLEEVE,BOND,FIELD MADE | 1.42 | EA | 100
HSCS5 | United States | USD | MOLD,CABLE TO HORZ STL,HO | 212.91 | EA | 1
554910 | United States | USD | POLY,SLEEVE,ZIPFLEX,20M, | 5.98 | MR | 1
716336 | United States | USD | CONTACT,RAIL,ASSY,SET, | 391.31 | EA | 1
555228_B | United States | USD | BRAID,CU,TINNED,BLK,50MM2 | 7.11 | EA | 100
RTC521L | United States | USD | MOLD,CABLE TO REBAR,HORZ | 212.91 | EA | 1
RCPY6M | Europe | USD | MOLD RCPY6M | 234 | EA | 1
SSCY7Y5 | Europe | USD | MOLD SSCY7Y5 | 212.91 | EA | 1
534036 | Asia | USD | FLEX ADV2MTC 10X40X1 | 468.95 | EA | 1
EL32SAQSP004 | United States | USD | COUPLER,LENTON,SPECIAL,SA | 76.99 | EA | 1
GYR162G | United States | USD | MOLD,CABLE TO GRD ROD,VER | 289.29 | EA | 1
ERICORE018U | United States | USD | DOWNCONDUCTOR,LIGHTNING, | 2361.4 | EA | 1
VVRY7 | United States | USD | MOLD,CABLE TO VERT STL, | 289.29 | EA | 1
PB13ST3Q171CRLH | United States | USD | MOLD,CABLE TO RAIL,HORZ T | 208.86 | EA | 1
EPD2050F | United States | USD | MODULE ASSY, SURGE | 70.81 | EA | 10
CAHBA1V8 | United States | USD | MOLD,CABLE TO HORZ CAST I | 129.72 | EA | 1
T343R | United States | USD | TOOL,KIT,W/RASP | 745.31 | EA | 1
EGBA14210BB | United States | USD | BAR,GRD BUS,1/4 X 2 X 10 | 88 | EA | 1
VFC1VV3 | United States | USD | MOLD,CABLE TO VERT STL,VE | 212.91 | EA | 1
SBS8TLINS664 | United States | USD | BOND STRAND,INSUL,S8 TINN | 2.43 | EA | 500
EGBA14215BDT | United States | USD | BUSBAR,GRD,CU,1/4X2X15,BD | 153 | EA | 1
DSCL2 | Europe | USD | DINRAIL SURGE COUNTER | 628.46 | EA | 1
549480 | Asia | USD | CABS BRACKET RV | 6.43 | EA | 10
549380 | Asia | USD | CABS 2/10 T MODULE | 45.57 | EA | 1
553370 | United States | USD | CLAMP,FLEXIBAR,REINFORCED | 104.33 | EA | 1
HDPTC2BSD | United States | USD | MOLD,CABLE, HORZ THRU PAR | 212.91 | EA | 1
LPC66424 | Europe | USD | CONNECTION,THRU,ROOF,W/PV | 198.58 | EA | 1
548451 | United States | USD | ISO TP 30M10 | 2.82 | EA | 25
GYJ183D | United States | USD | MOLD,CABLE TO GRD ROD,VER | 882.44 | EA | 1
LPC208 | United States | USD | POINT,CU,3/8IN X 48IN | 136.67 | EA | 1
TMGBA20L27PT | United States | USD | BAR ASSY,GRD BUS,1/4X4X20 | 278 | EA | 1
B543C003 | Europe | USD | GRD BAR,C11000 CU,1/4INX3 | 33.01 | EA | 1
561560 | United States | USD | METAL SPACER M4 X 10 | 0.46 | EA | 100
B540A121028B | United States | USD | COVER,BUSBAR,1/2X10X28,CL | 113.58 | EA | 1
GBJGT182LR1M | United States | USD | MOLD,GRD ROD TO ROD/RECEP | 711.88 | EA | 1
EDT215040R | United States | USD | ENHANCED TYPE 2, 150V,40 | 431.71 | EA | 1
549501 | United States | USD | KIT,SUPPORT,BUSBAR,CABS | 37.96 | EA | 1
CWP1JA | United States | USD | CLAMP,WATER PIPE,BRZ,FOR | 16.26 | EA | 200
561143 | United States | USD | BLOCK,SPLICE,350AMP,TUNNE | 45.3 | EA | 1
CAHCA1LA | United States | USD | MOLD,CABLE TO HORZ STL, | 129.72 | EA | 1
534001LAM19 | United States | USD | FLEXIBAR,ADV,3X9X0.8,LAM | 78.34 | EA | 10
RTPY2M | Europe | USD | MOLD RTPY2M | 234 | EA | 1
534034ARZ04 | United States | USD | FLEXIBAR,ADV,6X40X1MM,ARZ | 339.49 | EA | 10
PB10LA3SGG | United States | USD | MOLD,CABLE TO BUS/LUG, | 208.86 | EA | 1
VLD4LLH | United States | USD | MOLD,CABLE TO VERT STL, | 451.38 | EA | 1
VVR2QV12 | United States | USD | MOLD,CABLE TO VERT STL,VE | 289.29 | EA | 1
EGBF14448CC | United States | USD | BUSBAR,GRD,CU,1/4X4X48,CC | 714 | EA | 1
PCC2Q1H | Europe | USD | MOLD PCC2Q1H | 212.91 | EA | 1
508116 | Asia | USD | FleXbus Ext. Type 1, 960/1280/1810 mm? | 164.27 | EA | 1
XBCY3Y3 | United States | USD | MOLD,CABLE,HORZ X LAPPED | 212.91 | EA | 1
BC24MSM | Asia | USD | CADDY, BEAM CONDUIT CLAMP, SIDE MOUNTED | 515.34 | EA | 100
ER3BASESS | United States | USD | BASE,MAST,WELDMENT WITH H | 490.57 | EA | 1
JD11 | United States | USD | DIE,HAMMER,4 CONC | 238.78 | EA | 1
LK510 | United States | USD | CAP,INTERLOK PLASTIC,#10 | 0.48 | EA | 1
EGBA14472CC | United States | USD | BAR,ASSY,GRD BUS,1/4 X 4 | 819 | EA | 1
508017 | United States | USD | BRAID,FLEXIBLE, | 796.98 | EA | 1
B399CS | United States | USD | CLAMP,HORZ,MINI W/SPRING | 242.54 | EA | 1
534040EA03 | United States | USD | FLEXIBAR,ADV,6X50X1MM, | 278.39 | EA | 1
VNC2QRH2 | United States | USD | MOLD,CABLE TO VERT STL,HO | 212.91 | EA | 1
TAC9D9D | United States | USD | MOLD,CABLE,HORZ TEE | 212.91 | EA | 1
VSC1TV3 | United States | USD | MOLD,CABLE TO VERT STL,45 | 212.91 | EA | 1
LPC559TLP | United States | USD | CLAMP,CAST,BONDING,TOP,TI | 7.95 | EA | 1
505676 | United States | USD | BUSBAR,SPECIAL,C11000 CU | 23.45 | EA | 1
PB13STY2LH | United States | USD | MOLD,CABLE TO RAIL,HORZ | 208.86 | EA | 1
EL25A12CRN | United States | USD | COUPLER,LENTON,STANDARD, | 131.87 | EA | 1
EGBA14218GG | United States | USD | BAR,GRD BUS,1/4 X 2 X 18 | 144 | EA | 1
545821 | United States | USD | DIE,TOOL,18MM | 149.07 | EA | 1
SGD11002SNE | United States | USD | DIVERTER,SURGE,SPARKGAP,1 | 386.81 | EA | 1
PB13NC182Q1V | United States | USD | MOLD,CABLE TO GRD ROD,HOR | 208.86 | EA | 1
RBW65518A | United States | USD | SLEEVE,CADWELD,LOW SLIP # | 243.83 | EA | 1
S429F2W16 | United States | USD | SLEEVE,CU,FLARED,250 RLAY | 3.7 | EA | 25
ELBEG43AHTCA | United States | USD | LENTON,BAR END GAGE,43MM, | 375.52 | EA | 1
HDXBV3A3AW | United States | USD | MOLD,CABLE,HORZ X LAPPED | 1015.7 | EA | 1
BMCEAJEAL | Europe | USD | MOLD BMCEAJEAL | 212.91 | EA | 1
534034GE39 | United States | USD | FLEXIBAR,ADV,6X40X1MM,GE, | 316.41 | EA | 10
RBF1000A | United States | USD | MATERIAL,FILLER,REBAR FER | 275.58 | EA | 1
ETFB3000 | United States | USD | BASE,POLE,FLAG TILTDOWN F | 1328.64 | EA | 1
SI-TESTER | United States | USD | SI ESE TESTER, I SERIES | 3104.81 | EA | 1
XACY4Y2 | United States | USD | MOLD,CABLE,HORZ X SAME PL | 212.91 | EA | 1
TAC3D1L | United States | USD | MOLD,CABLE,HORZ TEE | 212.91 | EA | 1
XB32L2L | United States | USD | MOLD,CABLE,HORZ X LAPPED | 466.79 | EA | 1
PGC2C2C | Europe | USD | MOLD PGC2C2C | 212.91 | EA | 1
EGBF14416LLT | United States | USD | BUSBAR,GRD,CU,1/4X4X16,LL | 286 | EA | 1
CAHAA1GM | United States | USD | MOLD,CABLE TO HORZ STL,HO | 92.21 | EA | 1
VBCS1 | United States | USD | MOLD,CABLE TO VERT STL,VE | 212.91 | EA | 1
TAC9G2G | United States | USD | MOLD,CABLE,HORZ TEE | 212.91 | EA | 1
PGCY4Y2 | United States | USD | MOLD,CABLE, HORZ THRU PAR | 212.91 | EA | 1
GTT161G | United States | USD | MOLD,CABLE TO GRD ROD,VER | 207.39 | EA | 1
L164 | Europe | USD | CADWELD HANDLE-CLAMP L164 | 249.3 | EA | 1
LPC221BST | Asia | USD | POINT,CU,BLUNT BARE,1/2INX 10IN | 25.2 | EA | 0
HDTAD3Q9H | United States | USD | MOLD,CABLE,HORZ TEE | 451.38 | EA | 1
CSP1NB600 | United States | USD | COAXIAL SURGE PROTECTOR, | 130.56 | EA | 1
LACY5FAK | Europe | USD | MOLD LACY5FAK | 212.91 | EA | 1
GYF313Q | United States | USD | MOLD,CABLE TO GRD ROD, | 507.28 | EA | 1
TAC1T2Q | United States | USD | MOLD,CABLE,HORZ TEE | 212.91 | EA | 1
PBC105P1 | United States | USD | CLAMP,WEB WELDER,T20 24,Q | 381.25 | EA | 1
TAC1Y1L | United States | USD | MOLD,CABLE,HORZ TEE | 212.91 | EA | 1
VSC2QV8CW | United States | USD | MOLD,CABLE TO VERT STL,45 | 233.07 | EA | 1
CAPGT1H135 | United States | USD | MOLD,CABLE, HORZ THRU PAR | 207.39 | EA | 1
RAC2Q | United States | USD | MOLD,GRD ROD TO RECEPTACL | 212.91 | EA | 1
47857180AEP | United States | USD | ROD,GRD,1/2,CU PLATED,13 | 155.35 | EA | 1
A109AL | United States | USD | CABLE,SAMPLE,6 IN LONG,4/ | 11.96 | EA | 1
CS-2682-1 | United States | USD | MUSCO LANRJ45C6P | 739.5 | EA | 1
HDVSC2GW | United States | USD | MOLD,CABLE TO VERT STL,45 | 233.07 | EA | 1
XBQ9F9FL | United States | USD | MOLD,CABLE,HORZ X LAPPED, | 424.69 | EA | 1
RDH541L | United States | USD | MOLD,CABLE TO REBAR,HORZ | 373.05 | EA | 1
GMR161V | United States | USD | MOLD,CABLE TO GRD ROD,VER | 289.29 | EA | 1
PB10SS3B3DC001 | United States | USD | MOLD,CABLE,HORZ SPLICE | 153.72 | EA | 1
EGBA14630RR | United States | USD | BAR,ASSY,GRD BUS,1/4 X 6 | 486 | EA | 1
TAC2G2Q | United States | USD | MOLD,CABLE,HORZ TEE | 212.91 | EA | 1
LPC204BST | United States | USD | POINT,CU,BLUNT BARE,3/8IN | 22.95 | EA | 1
RDM532L | United States | USD | MOLD,CABLE TO REBAR,HORZ | 649.88 | EA | 1
PBW12G54B | United States | USD | WEB,BOND,JOINT 2/0 CONC | 36.08 | EA | 1
GYE152L | United States | USD | MOLD,CABLE TO GRD ROD,VER | 596.26 | EA | 1
EL50TCIPS | United States | USD | PROTECTOR,THREAD,INTERNAL | 0.5 | EA | 1
510510 | United States | USD | ERIFLEX ISO TRCRI 16 | 27.95 | MR | 1
FJ2G228 | United States | USD | JUMPER,SWAGED,2/0 CONC | 336.43 | EA | 1
534026AMX16 | United States | USD | FLEXIBAR,ADV,5X32X1,AMX | 91 | EA | 10
ECRV102Q6U | United States | USD | GROUND ROD,ASSY,KIT,10 FT | 1502.04 | EA | 1
LU57TDR14D | United States | USD | LENTON ULTIMATE,ANCHOR, | 289.62 | EA | 2
LPC552L38 | United States | USD | LUG,CU,CAST,BONDING,3/8IN | 18.19 | EA | 1
GYE331H | United States | USD | MOLD,CABLE TO GRD ROD,VER | 596.26 | EA | 1
PBW12W00248B | United States | USD | BOND,JOINT,250 RLAY INSUL | 104.62 | EA | 1
RRH612Q | United States | USD | MOLD,CABLE TO REBAR,HORZ | 373.05 | EA | 1
XBZY8Y8 | United States | USD | MOLD,CABLE,HORZ X LAPPED | 610.58 | EA | 1
GTC222B | United States | USD | MOLD,CABLE TO GRD ROD,VER | 212.91 | EA | 1
PTCY9Y5 | Europe | USD | MOLD PTCY9Y5 | 212.91 | EA | 1
CRC18EAL | United States | USD | MOLD,BUS TO GRD ROD,VERT | 212.91 | EA | 1
TAC9J9F | United States | USD | MOLD,CABLE,HORZ TEE | 212.91 | EA | 1
PTC2L3Q | United States | USD | MOLD,CABLE, HORZ THRU PAR | 212.91 | EA | 1
RDH592Q | United States | USD | MOLD,CABLE TO REBAR,HORZ | 373.05 | EA | 1
L5001Z4LH | United States | USD | ANGLE,MOLD,SUPPORT,S.S.,L | 47.87 | EA | 1
NCR16Y2 | United States | USD | MOLD,CABLE TO GRD ROD,HOR | 289.29 | EA | 1
VSC2GV5C | United States | USD | MOLD,CABLE TO VERT STL,45 | 212.91 | EA | 1
EL36SA | United States | USD | COUPLER,LENTON,SA,#11 | 44.93 | EA | 1
PVT1500M | Asia | USD | PV MODULE, 500VDC | 105.36 | EA | 24
BJCPALPALRH | Europe | USD | MOLD BJCPALPALRH | 212.91 | EA | 1
B540A14618A | United States | USD | COVER,BUSBAR,1/4X6X18,CLR | 66.35 | EA | 0
534047 | United States | USD | FLEX ADV2MTC 8X63X1 | 698.6 | EA | 1
554830 | United States | USD | POLY,SLEEVE,50 M,BLACK, | 2.94 | MR | 1
XLTAC9F2QW | United States | USD | MOLD,CABLE,HORZ TEE | 313.21 | EA | 1
RBT1114101A | United States | USD | SLEEVE,CADWELD,#11/#14 T- | 149.38 | EA | 1
SBA154144B103 | United States | USD | CLIP ASSY,RAIL,A=9.63, | 67.77 | EA | 20
XLPGP1H1H | United States | USD | MOLD,CABLE,HORZ THRU PARA | 274.63 | EA | 0
554005 | United States | USD | JUMPER,CU,(1)PC 1/0 CU RO | 38.61 | EA | 0
VSC2VV6 | United States | USD | MOLD,CABLE TO VERT STL,45 | 212.91 | EA | 1
EL25BAC | United States | USD | PROTECTOR,LENTON,BREAK AW | 0.58 | EA | 100
503230EES02 | United States | USD | BRAID,CU,TIN,400MM2,3LYR, | 283.43 | EA | 1
CAFCA1L12 | United States | USD | MOLD,CABLE,TO HORZ C.I.PI | 129.72 | EA | 1
HAA1B162C | United States | USD | MOLD,CABLE TO HORZ STL,HO | 129.72 | EA | 1
RTC522Q | United States | USD | MOLD,CABLE TO REBAR,HORZ | 212.91 | EA | 1
NCR162G2Q | United States | USD | MOLD,CABLE TO GRD ROD,HOR | 289.29 | EA | 1
545670 | Asia | USD | HYDRAULIC BUSBAR BENDER | 9458.1 | EA | 1
EL36A12ES | United States | USD | COUPLER,LENTON,A12,#11, | 87.85 | EA | 1
534049L3M | United States | USD | FLEXIBAR,ADV,4X80X1MM,3M | 767.07 | EA | 1
XBM2C2QW | United States | USD | MOLD,CABLE,HORZ X LAPPED | 730.52 | EA | 1
EL3632A12 | United States | USD | COUPLER,LENTON,A12#11-#10 | 60.98 | EA | 1
GYR169C | United States | USD | MOLD,CABLE TO GRD ROD,VER | 289.29 | EA | 1
HAA1T162CM | United States | USD | MOLD,CABLE TO HORZ STL,HO | 92.21 | EA | 1
152850 | United States | USD | FORM,FIXER, EL-14-16-HFF | 0.9 | EA | 100
TACY4Y8 | Europe | USD | MOLD TACY4Y8 | 212.91 | EA | 1
ECRV103Q4D | United States | USD | GROUND ROD,ASSY,KIT,10FT, | 1633.28 | EA | 1
CAHBA1G16 | United States | USD | MOLD,CABLE TO HORZ CAST I | 129.72 | EA | 1
HDTAC3Q2G | United States | USD | MOLD,CABLE,HORZ TEE | 212.91 | EA | 1
B295X51Z54 | United States | USD | LABEL,ADHESIVE,TYPE 2, | 86.03 | EA | 0
VSC3D | Europe | USD | MOLD VSC3D | 212.91 | EA | 1
SSC9BW | United States | USD | MOLD,CABLE,HORZ SPLICE | 253.23 | EA | 1
545944 | United States | USD | 11.2X16 MM PUNCH | 161.06 | EA | 1
WD79 | United States | USD | HAMMER,DIE,500RLAY | 279.01 | EA | 1
PTC2L2GW | United States | USD | MOLD,CABLE,HORZ THRU PARA | 253.23 | EA | 1
EL20D14 | United States | USD | ANCHOR,LENTON,TERMINATOR, | 28.74 | EA | 1
547900 | United States | USD | MOLD, MRR50D | 36.21 | EA | 4
631340FS01 | United States | USD | ROD,GRD,1/2X1200MM,CU BON | 19.46 | EA | 5
534053PDI17 | United States | USD | FLEXIBAR,ADV,10X80X1,PDI | 727.08 | EA | 1
CAT304 | United States | USD | TOOL,PLIERS,COMBINATION | 218.65 | EA | 0
SSC3D2B | United States | USD | MOLD,CABLE,HORZ SPLICE | 212.91 | EA | 1
HTCY7 | Europe | USD | MOLD HTCY7 | 212.91 | EA | 1
VSC2QV1.50 | United States | USD | MOLD,CABLE TO VERT STL,45 | 212.91 | EA | 1
VFC2GV5C | United States | USD | MOLD,CABLE TO VERT STL, | 212.91 | EA | 1
A928C024 | United States | USD | NUT,HEX,JAM,5/8-18,LEFT H | 1.31 | EA | 0
548410 | Asia | USD | ISO TP 20M4 | 1.34 | EA | 50
534036ABBI02 | United States | USD | FLEXIBAR,ADV,10X40X1,ABBI | 107.71 | EA | 1
542080 | United States | USD | INSULATOR,BUSBAR,ISO TP | 9.24 | EA | 25
LPC127500 | Asia | USD | CABLE,CU,ROPELAY,32 STR 14GA 500 FT | 9.76 | FT | 1
716203 | United States | USD | DRILLING,TEMPLATE,RAIL,FO | 407.82 | EA | 1
508160 | Asia | USD | FleXbus IP2X for 1 Conductor per Phase | 164.02 | EA | 1
CSB18CBL | Asia | USD | #18 WHITE CABLE, 250 FT LENGTH | 33182.82 | EA | 1
PB10HS2W | United States | USD | MOLD,CABLE TO HORZ STL,HO | 153.72 | EA | 1
534058GE04B | United States | USD | FLEXIBAR,ADV,10X100X1,GE | 991.1 | EA | 1
LACY5CAJ | Europe | USD | MOLD LACY5CAJ | 212.91 | EA | 1
PB80DS4NJH | United States | USD | MOLD,CABLE TO UC LUG,HORZ | 697.55 | EA | 1
FLXPLAM0004 | Asia | USD | 718-A57353-001 | 344.87 | EA | 1
SBTBT6A | United States | USD | WELDER,BOND,3/16 6 1/2 LO | 366.94 | EA | 1
PCC2G1G | United States | USD | MOLD,CABLE, HORZ TAP PARA | 212.91 | EA | 1
EGBA14432CC | United States | USD | BAR,GRD BUS,1/4 X 4 X 32 | 370 | EA | 1
LPC795 | United States | USD | CLAMP,CU,GRD. ROD,U-BOLT | 63.55 | EA | 1
HAA1K162C | United States | USD | MOLD,CABLE TO HORZ STL,HO | 129.72 | EA | 1
SBPAJA72 | United States | USD | BOND,PLUG,S1 72 LONG | 20.42 | EA | 1
XACT3 | United States | USD | MOLD,CABLE,HORZ X SAME PL | 212.91 | EA | 1
GR1181L | United States | USD | ONE-SHOT,CABLE TO GRD ROD | 20.93 | EA | 6
HDGBF22 | United States | USD | MOLD,GRD ROD TO ROD,RECEP | 507.28 | EA | 1
CAHCA1HC | United States | USD | MOLD,CABLE TO HORZ STL,HO | 129.72 | EA | 1
EL28D14ES | United States | USD | ANCHOR,LENTON,TERMINATOR, | 86.52 | EA | 1
GNR141V | United States | USD | MOLD,CABLE TO GRD ROD,VER | 289.29 | EA | 1
GYE169B | United States | USD | MOLD,CABLE TO GRD ROD,VER | 596.26 | EA | 1
EL32S5AQMG | United States | USD | COUPLER,LENTON,STRAIGHT, | 103.75 | EA | 1
PQCF160-120/240 | United States | USD | SES160F120/240SP | 1666.59 | EA | 1
ECRH102G4D | United States | USD | GROUND ROD,ASSY,KIT,10FT, | 2104.45 | EA | 1
563550 | United States | USD | BRAID,PREFAB,150X15X1.5MM | 3.66 | EA | 10
LPC673 | United States | USD | STRAP,CU,CABLE TO PIPE | 113.7 | EA | 1
ML516 | United States | USD | DRIVE,PIN,QUICK-WEDGE,#5 | 44.24 | EA | 1
PBWT20X901 | United States | USD | WELDER ASSY,RAIL,PAIR, | 445.54 | EA | 1
EL6CADB | United States | USD | LAY-IN-LUG,TINNED CU | 5.42 | EA | 100
NCR16SF | United States | USD | MOLD,CABLE TO GRD ROD,HOR | 289.29 | EA | 1
GT1161GPLUS | United States | USD | ONE-SHOT,CABLE TO GRD ROD | 21.85 | EA | 6
GRC182C | United States | USD | MOLD,CABLE TO GRD ROD,VER | 212.91 | EA | 1
K183A1 | United States | USD | PACKING,SAMPLE,KIT | 7.02 | EA | 1
EL12A12CRN | United States | USD | COUPLER,LENTON,STANDARD, | 77.65 | EA | 1
HDPTD3Q3AW | United States | USD | MOLD,CABLE, HORZ THRU PAR | 491.7 | EA | 1
LPA30258V | Asia | USD | BASE,CABLE,AND AIR TERMINAL BASE ASSY | 21.46 | EA | 1
LLCEF2Q | United States | USD | MOLD,CABLE TO BUS/LUG,VER | 212.91 | EA | 1
534010HDQ12 | United States | USD | FLEXIBAR,ADV,2X20X1MM,HDQ | 59.08 | EA | 1
ELBEG20ACA | United States | USD | LENTON,BAR END GAGE,20MM, | 233.34 | EA | 1
PTCY5Y3 | Europe | USD | MOLD PTCY5Y3 | 212.91 | EA | 1
S429F2J16 | United States | USD | SLEEVE,CU,FLARED,2/0 RLAY | 2.88 | EA | 25
SBA243B | United States | USD | CLIP,BOND KEEPER,BOTTOM | 16.8 | EA | 50
SSCSF | United States | USD | MOLD,CABLE,HORZ SPLICE | 212.91 | EA | 1
VSC3AV2.50 | United States | USD | MOLD,CABLE TO VERT STL, | 212.91 | EA | 1
633403 | Europe | USD | EARTH ROD,CU BOND,THREAD | 91.58 | EA | 5
PQCF320120240D | United States | USD | SES320F120240D | 5413.1 | EA | 1
LJCCG1L | United States | USD | MOLD,CABLE TO BUS/LUG,HOR | 212.91 | EA | 1
FC075 | United States | USD | CLAMP, FENCE 2 IPS | 46.36 | EA | 1
534036GE07 | United States | USD | FLEXIBAR,ADV,10X40X1MM,GE | 352.29 | EA | 10
EDT230031R | United States | USD | ENHANCED TYPE 2, 300V,31 | 478.08 | EA | 1
LPC30258 | Europe | USD | BASE,CU.,5/8" UNIVERSAL | 48.64 | EA | 12.5
T420ABLK | United States | USD | PAD,TIN,.008 X 1 3/4 X 50 | 1929.72 | EA | 0
PCC3D1L | United States | USD | MOLD,CABLE, HORZ TAP PARP | 212.91 | EA | 1
534040ERM03 | United States | USD | FLEXIBAR,ADV,6X50X1MM,ERM | 206.3 | EA | 1
SB25PLUSF80 | United States | USD | CADWELD PLUS,#25,F80 | 3.36 | EA | 20
TAC2V3D | United States | USD | MOLD,CABLE,HORZ TEE | 212.91 | EA | 1
HDVBC9CV3 | United States | USD | MOLD,CABLE TO VERT STL,VE | 935.06 | EA | 1
ZCCSS14 | Europe | USD | MOLD ZCCSS14 | 212.91 | EA | 1
EGBA14224NN | United States | USD | BAR,GRD BUS,1/4 X 2 X 24 | 186 | EA | 1
534056RW24 | United States | USD | FLEXIBAR,ADV,6X100X1MM,RW | 519.63 | EA | 10
RBWS1499H | United States | USD | BASIN,POURING,#14 STANDAR | 352.64 | EA | 1
TAC2Q2B | United States | USD | MOLD,CABLE,HORZ TEE | 212.91 | EA | 1
XBV2Q3Q | United States | USD | MOLD,CABLE,HORZ X LAPPED | 935.06 | EA | 1
534521 | Asia | USD | IBS ADV 185-430-10 | 119.79 | EA | 2
EL4 | Europe | USD | LUG CONNECTOR,BRZ,MECHANI | 6.49 | EA | 100
CPC18EAJ | United States | USD | MOLD,BUS TO GRD ROD,VERT | 212.91 | EA | 1
BACEAJ | Europe | USD | MOLD BACEAJ | 212.91 | EA | 1
SBK228 | United States | USD | CONNECTION,KIT,W/SIG.BOND | 252.62 | EA | 1
585223ADV | United States | USD | KIT,FLEXIBAR,ADV,6X50X1MM | 1251.06 | EA | 1
553460 | United States | USD | BUSBAR,CONNECTOR,12X4MM | 1.86 | EA | 20
TACY4Y9 | United States | USD | MOLD,CABLE,HORZ TEE | 212.91 | EA | 1
LPC282L3F2F | United States | USD | ADAPTER,CU,SWIVEL,3/8 FEM | 38.76 | EA | 1
GRC169T | United States | USD | MOLD,CABLE TO GRD ROD,VER | 212.91 | EA | 1
LPA222 | United States | USD | POINT,AL,1/2 X 12IN | 13.33 | EA | 1
EPD100HZ120V | United States | USD | ERICO PROTECTION DEVICE, | 1346.96 | EA | 1
LECY8PAM | Europe | USD | MOLD LECY8PAM | 212.91 | EA | 1
PBW12W14 | United States | USD | BOND KIT,JOINT,250 RLAY W | 33.06 | EA | 50
560600 | United States | USD | DISTANCE HOLDER 30M5 | 2.14 | EA | 100
613400ESB | United States | USD | ROD,GRD,3/4X10,CU CLAD,10 | 71.71 | EA | 5
HDTAC3Q3D | United States | USD | MOLD,CABLE,HORZ TEE | 212.91 | EA | 1
563607 | United States | USD | BRAID,SHUNT,INSULATED, | 6.58 | EA | 10
615875 | United States | USD | ROD,GRD,5/8X7,CU BONDED, | 20.83 | EA | 5
HDGTC181L | United States | USD | MOLD,CABLE TO GRD ROD,VER | 212.91 | EA | 1
DT215010R | United States | USD | TYPE 2, 150V, 1 0 | 88.93 | EA | 1
PQDM3100S120 | United States | USD | PQDM-4-1P-120V, FSPM3100S | 2458.31 | EA | 1
568730 | United States | USD | CONNECTOR,FLEXIBAR,120MM | 16.06 | EA | 3
HVR12CUV12HQ | United States | USD | MOLD,STUD TO VERT STL, | 289.29 | EA | 1
TAC3H3H | United States | USD | MOLD,CABLE,HORZ TEE | 212.91 | EA | 1
534056RW36 | United States | USD | FLEXIBAR,ADV,6X100X1,RW | 395.48 | EA | 10
XBZY9Y9 | Europe | USD | MOLD XBZY9Y9 | 610.58 | EA | 1
EL2516A2 | United States | USD | COUPLER,LENTON STANDARD,# | 48.93 | EA | 1
LK610 | United States | USD | DISK,SEALING,LENTON,INTER | 8.81 | EA | 1
FLXPSHL0001 | United States | USD | FLEXIBAR,ADV,5X20X1MM,SHL | 139.002 | EA | 1
SSCT4 | Europe | USD | MOLD SSCT4 | 212.91 | EA | 1
XL25 | United States | USD | WELD METAL,ALLOY,F20,EXOL | 59.81 | EA | 4
TAC1Q1Q | United States | USD | MOLD,CABLE,HORZ TEE | 212.91 | EA | 1
CAHEA1H10 | United States | USD | MOLD,CABLE,TO HORZ CAST | 129.72 | EA | 1
PCC2Q1L | United States | USD | MOLD,CABLE, HORZ TAP PARA | 212.91 | EA | 1
LPA30258V | United States | USD | BASE,CABLE,AND AIR TERMIN | 21.46 | EA | 1
RBT1091HSA | United States | USD | SLEEVE,CADWELD,#10 T-SERI | 97.7 | EA | 1
550610 | United States | USD | BUSBAR,CU,25X5X4000MM | 293.14 | EA | 10
GYR18Y5 | Europe | USD | MOLD GYR18Y5 | 289.29 | EA | 1
MTKS1025 | United States | USD | MAT,GRD,4 FT X 6 FT,#6 SO | 182.38 | EA | 1
FLXPLAM0077 | Asia | USD | 718-A58336-001 | 379.3 | EA | 1
GCHSC78 | Asia | USD | KIT,CLIP,GLUED RAIL TIE,7-8MM DIA | 234.03 | EA | 1
VSC3HV4 | United States | USD | MOLD,CABLE TO HORZ STL, | 212.91 | EA | 1
716204 | United States | USD | DRILLING,TEMPLATE,RAIL,FO | 379.91 | EA | 1
RHC522G | United States | USD | MOLD,CABLE TO REBAR,HORZ | 212.91 | EA | 1
VBC3DV6 | United States | USD | MOLD,CABLE TO VERT STL,VE | 212.91 | EA | 1
VSC8B | United States | USD | MOLD,CABLE TO VERT STL,45 | 212.91 | EA | 1
700PLUSF80 | United States | USD | CADWELD PLUS,WELD METAL, | 183.95 | EA | 1
TAC2S1L | United States | USD | MOLD,CABLE,HORZ TEE | 212.91 | EA | 1
MBB36 | United States | USD | MOLD,BLANK,Z PRICE,400500 | 489.27 | EA | 1
PQS200277/480 | United States | USD | PROTECTOR,SURGE,PQS200,27 | 2531.17 | EA | 1
EL25D16ES | United States | USD | COUPLER,LENTON,TERMINATOR | 25.67 | EA | 1
LPC62458 | United States | USD | ADAPTER,CU,THRU-ROOF, | 78.44 | EA | 1
EL28P9 | United States | USD | COUPLER,LENTON POSITION,# | 84.88 | EA | 1
PBK278 | United States | USD | KIT,BOND,DOUBLE STUB END, | 2962.2 | EA | 1
LECV | Europe | USD | COUNTER,LIGHTNING EVENT | 854.4 | EA | 1
LJCEALY7 | United States | USD | MOLD,CABLE TO BUS/LUG,HOR | 212.91 | EA | 1
556690 | Asia | USD | BRAID MBJ 25-200-10 | 6.36 | EA | 10
XLPTF4PS | United States | USD | MOLD,CABLE, HORZ THRU PAR | 535.81 | EA | 1
PB10LAY0EG | United States | USD | MOLD,300MM2 CONC TO 1/4X3 | 208.86 | EA | 1
LPC756 | United States | USD | COPPER GROUND PLATE,24 X | 270.64 | EA | 1
LEKJ6JANALH | Europe | USD | MOLD,CABLE TO BUS/LUG,HOR | 966.13 | EA | 1
GBJGT161HR1 | United States | USD | MOLD,GRD ROD,TO ROD/RECEP | 882.44 | EA | 1
508003 | United States | USD | BRAID,FLEXIBLE, | 367.73 | EA | 1
FLXPLAM0037 | Asia | USD | 718-A57289-002 | 511.06 | EA | 1
B544A420 | United States | USD | BUSBAR,ASSY,1/4X4X20,W/IN | 184.38 | EA | 0
NCR14Y2 | United States | USD | MOLD,CABLE TO GRD ROD,HOR | 289.29 | EA | 1
VSC9JV2 | United States | USD | MOLD,CABLE TO VERT STL,45 | 212.91 | EA | 1
RJE562Q | Europe | USD | MOLD RJE562Q | 596.26 | EA | 1
RBWS1537C | United States | USD | BASIN,POURING,#8 45 DEGRE | 515.06 | EA | 1
XACY7Y7 | Europe | USD | MOLD XACY7Y7 | 212.91 | EA | 1
SBA252S2 | Asia | USD | RAIL CLIP, RETAINER 1-1/4 DIA | 12.45 | EA | 50
RBHSB14070D | United States | USD | BASIN,POURING,#9 HORIZ. S | 570.44 | EA | 1
VSC3AV6 | United States | USD | MOLD,CABLE TO VERT STL,45 | 212.91 | EA | 1
TDS2502SR150 | United States | USD | DIVERTER,150V,50KA,2 PURC | 234.15 | EA | 1
VBC8G | United States | USD | MOLD,CABLE TO VERT STL,VE | 212.91 | EA | 1
VGC2L | United States | USD | MOLD,CABLE TO VERT STL,HO | 212.91 | EA | 1
EL28D6ES | United States | USD | COUPLER,LENTON TERMINATOR | 26.31 | EA | 1
563190 | Asia | USD | DISTRIBUTION KIT TRC 630A | 294.13 | EA | 0
TGBA18L10PT | United States | USD | BAR ASSY,GRD BUS,1/4X2X17 | 180 | EA | 1
VFCY3 | Europe | USD | MOLD VFCY3 | 212.91 | EA | 1
TACY2Y4 | United States | USD | MOLD,CABLE,HORZ TEE | 212.91 | EA | 1
VSC2CW | United States | USD | MOLD,CABLE TO VERT STL,45 | 233.07 | EA | 1
B159H | Asia | USD | FRAME,VERT SPLIT,HORZ PIPE | 299.87 | EA | 1
HDGYE162QW | United States | USD | MOLD,CABLE TO GRD ROD,VER | 656.74 | EA | 1
SBK402HBD | United States | USD | KIT,GROUNDING, RAIL,TRACK | 1152.95 | EA | 1
B140L | United States | USD | SHIM,CU,.013 X 1 1/2 IN X | 4.13 | EA | 50
HCA1V1.25 | United States | USD | MOLD,CABLE TO HORZ STL,HO | 129.72 | EA | 1
GTC183H | United States | USD | MOLD,CABLE TO GRD ROD, | 212.91 | EA | 1
EL43T25P9 | United States | USD | COUPLER,LENTON POSITION,# | 159.39 | EA | 1
FLXPLAM0010 | Asia | USD | 718-A57366-001 | 471.06 | EA | 1
TSF20A240V | Europe | USD | FILTER, SURGE, 1PH, 240VA | 489.17 | EA | 1
510140 | United States | USD | BRAID,CU,TINNED,50 M LG, | 6.9 | MR | 1
LPC809L | Asia | USD | HOLDER,CU,CAST,CABLE | 31.87 | EA | 1
LQJJH3Q | United States | USD | MOLD,CABLE TO BUS/LUG, | 882.44 | EA | 1
4010100EG | Asia | USD | #401 EG CLEVIS 1 | 522.13 | EA | 100
LPC206 | United States | USD | POINT,CU,3/8IN X 30IN | 97.43 | EA | 1
562100 | United States | USD | BUSBAR,MOUNTING,CLIP,AND | 73.26 | EA | 1
ISONVBASE19 | United States | USD | ISONV, BASE, FOAM, | 18.72 | EA | 1
CWP2JH44 | United States | USD | CLAMP,PIPE,1 CONDUIT,BRZ | 27.16 | EA | 0
EPGA142120 | United States | USD | PERIMETER,GRD,ASSY,STRAIG | 587.78 | EA | 1
LPC482LG | Asia | USD | FASTENER,CU,BARE,2-BOLT | 63.25 | EA | 1
684400 | United States | USD | ROD,GROUND,SS,1X10 | 598.08 | EA | 0
VFCSF | United States | USD | MOLD,CABLE TO VERT STL,VE | 212.91 | EA | 1
715395 | United States | USD | TOOLSET FOR SBM-E / SBM-V | 156.82 | EA | 1
A12816A7 | United States | USD | ROD,SAMPLE,12 IN LONG,5/8 | 10.24 | EA | 1
S09F | Asia | USD | SLEEVE,CU,FLARED,2 CONC | 2.14 | EA | 25
SSC3Q4L | United States | USD | MOLD,CABLE,HORZ SPLICE | 212.91 | EA | 1
DT215030R | United States | USD | TYPE 2, 150V, 3 0 | 230.88 | EA | 1
B144F | United States | USD | PACKING,PREFAB,.25 X 3X3 | 5.2 | EA | 20
CPC16EAJ | Europe | USD | MOLD CPC16EAJ | 198.99 | EA | 1
LPG36458 | Europe | USD | BRACE,ADHESIVE MOUNT, | 167.27 | EA | 0
LK109GV | United States | USD | LENTON INTERLOK,HDG, | 145.66 | EA | 1
PBW13S66B | United States | USD | BOND,JOINT,500 RLAY WEB,6 | 185.25 | EA | 1
BXB139K2 | United States | USD | BOX,ONELOOK,ERICO | 3.57 | EA | 0
CA45 | United States | USD | WELD METAL,ALLOY,F33 CATH | 10.6 | EA | 20
HDTAD3Q3QW | United States | USD | MOLD,CABLE,HORZ TEE | 511.86 | EA | 1
TAC2L1L | United States | USD | MOLD,CABLE,HORZ TEE | 212.91 | EA | 1
GYE169E | United States | USD | MOLD,CABLE TO GRD ROD,VER | 596.26 | EA | 1
548450 | Asia | USD | ISO TP 30M8 | 2.51 | EA | 25
FGCF1 | United States | USD | CLAMP,GRD,#8 SOL-4 STR | 10.57 | EA | 0
SBK350 | United States | USD | KIT,GROUND,PTC TOWER,130 | 292.75 | EA | 1
PB13VB3Q | United States | USD | MOLD,CABLE TO VERT STL,VE | 208.86 | EA | 1
TAC3Q2GHQ | United States | USD | MOLD,CABLE HORZ TEE,HYDRO | 212.91 | EA | 1
B530D2Q36 | United States | USD | JUMPER,ASSY,4/0 CONC 36 I | 136.01 | EA | 1
XLGRC181L | United States | USD | MOLD,CABLE TO GRD ROD,VER | 252.73 | EA | 1
SBTBJU418B | United States | USD | BOND,JUMPER, 3/16 SIG X | 6.06 | EA | 0
TDX50C120/240 | United States | USD | PROTECTOR,SURGE,TDX50C,2P | 524.87 | EA | 1
ERICORE275U | United States | USD | DOWNCONDUCTOR,LIGHTNING | 36077.058 | EA | 1
EL32C12SWSP01 | United States | USD | COUPLER,LENTON,SPECIAL, | 67.02 | EA | 1
EGBA14412JJ | United States | USD | BAR ASSY,GRD BUS,1/4X4X12 | 150 | EA | 1
SSC2Q1K | United States | USD | MOLD,CABLE,HORZ SPLICE | 212.91 | EA | 1
534001LAM14 | United States | USD | FLEXIBAR,ADV,3X9X0.8,LAM | 104.6 | EA | 1
FLXPLAM0060 | United States | USD | FLEXIBAR,ADV,2X15.5X0.8MM | 172.54 | EA | 1
GYP15002M | United States | USD | MOLD,CABLE TO GRD ROD,VER | 234 | EA | 1
SBTBS3436 | United States | USD | BOND,SWITCH,KIT 1 IN TAB, | 16.42 | EA | 25
563609 | Asia | USD | BRAID MBJYG 10-250-6 , Y/G INSULATED | 8.77 | EA | 10
ECRV101T4U | Europe | USD | GROUND ROD,ASSY,KIT,10FT, | 1633.28 | EA | 1
LPC12050BX | United States | USD | CABLE,CU,SMOOTHWEAVE,50FT | 9.08 | EA | 50
SB41RR531L | United States | USD | MOLD,CABLE TO REBAR,HORZP | 129.72 | EA | 1
RRC532C | United States | USD | MOLD,CABLE TO REBAR,HORZ | 212.91 | EA | 1
PB72RX3S150BLH | United States | USD | MOLD,CABLE TO RAIL,HORZ T | 366.25 | EA | 1
B122DE | Asia | USD | LUG,CU,3/16 X 1 W/2-9/16 | 16.9 | EA | 10
LAC1VDE | United States | USD | MOLD,CABLE TO BUS/LUG, | 212.91 | EA | 1
EL22SAECF | United States | USD | COUPLER,LENTON,SA,#7,EPOX | 35.84 | EA | 1
GTC37Y4 | United States | USD | MOLD,CABLE TO GRD ROD,VER | 212.91 | EA | 1
MBA04 | Europe | USD | MOLD,BLANK,4565 C PRICE | 124.21 | EA | 0.5
534036GE08 | United States | USD | FLEXIBAR,ADV,10X40X1MM,GE | 391.06 | EA | 10
LPC595 | United States | USD | CONNECTOR,CU,CROSS RUN | 50.69 | EA | 1
534010HDQ11 | United States | USD | FLEXIBAR,ADV,2X20X1MM,HDQ | 42.48 | EA | 1
A928B021 | United States | USD | NUT,HEX,5/16-18 STL,LOCK, | 0.08 | EA | 0
RBT4101B | United States | USD | MATERIAL,FILLER,#4 T-SERI | 31.97 | EA | 1
LK307A | United States | USD | GROMMET,RUBBER,#6/#7 FORM | 19 | EA | 1
EGBA14412AAT | United States | USD | BAR,GRD BUS,1/4 X 4 X 12 | 174 | EA | 1
RTC542Q | United States | USD | MOLD,CABLE TO REBAR,HORZ | 212.91 | EA | 1
XBK3X3X | United States | USD | MOLD,CABLE,HORZ X LAPPED | 966.13 | EA | 1
LQJEH3D | United States | USD | MOLD,CABLE TO BUS/LUG,VER | 882.44 | EA | 1
HDVSC2QW | United States | USD | MOLD,CABLE TO VERT STL,45 | 233.07 | EA | 1
EL28P14L | United States | USD | COUPLER,LENTON,P14L,28MM, | 102.59 | EA | 1
613870 | Europe | USD | EARTH ROD,CU BOND,POINTED | 22.51 | EA | 5
TSF6A120V | Europe | USD | FILTER,SURGE,1PH,120VAC,6 | 335.18 | EA | 1
GTC18Y5 | United States | USD | MOLD,CABLE TO GRD ROD,VER | 212.91 | EA | 1
B543C003 | United States | USD | BAR ASSY,GRD, | 33.01 | EA | 1
FLXPLAM0093 | United States | USD | FLEXIBAR,ADV,2X15.5X0.8MM | 332.48 | EA | 1
LJCJG3Q | United States | USD | MOLD,CABLE TO BUS/LUG,HOR | 212.91 | EA | 1
NX1181V | United States | USD | ONE-SHOT,CABLE TO GRD ROD | 30.35 | EA | 6
S1V13 | United States | USD | MOLD,120MM2,HV AL CABLE, | 1683.95 | EA | 1
LJCPALY5 | United States | USD | MOLD,CABLE TO BUS/LUG,HOR | 212.91 | EA | 1
HTC1V | United States | USD | MOLD,CABLE TO HORZ STL,HO | 212.91 | EA | 1
LJCGG2C | United States | USD | MOLD,CABLE TO BUS/LUG,HOR | 212.91 | EA | 1
SBPAJB30 | United States | USD | BOND,PLUG,S5 30 LONG | 12.79 | EA | 50
XLGTC182C | United States | USD | MOLD,CABLE TO GRD ROD,VER | 252.73 | EA | 1
534026ABBI01 | United States | USD | FLEXIBAR,ADV,5X32X1,ABBI, | 45.19 | EA | 10
GTC188N | United States | USD | MOLD,CABLE TO GRD ROD,VER | 212.91 | EA | 1
PBB595F3SC96 | United States | USD | BOND,IMPD,STUB END 2 500 | 914.28 | EA | 1
545910 | Asia | USD | DIE HOLDER | 429.65 | EA | 1
LJCCAJY4 | Europe | USD | MOLD LJCCAJY4 | 212.91 | EA | 1
505626 | United States | USD | STRIP,BARE,SOFT 110 COPPE | 0.15 | EA | 0
LPC29612 | Europe | USD | TERMINAL,AIR,EXTENSION,PA | 55.13 | EA | 1
VTC2V | United States | USD | MOLD,CABLE TO VERT STL,HO | 212.91 | EA | 1
CAHBA1V24 | United States | USD | MOLD,CABLE TO HORZ CAST I | 129.72 | EA | 1
554850 | United States | USD | POLY,SLEEVE,50 M,BLACK, | 3.13 | MR | 1
90 | United States | USD | WELD METAL,CADWELD,F20 | 17.67 | EA | 10
RBT111011 | United States | USD | SPLICE,KIT,#11 -1 CADWE | 225.14 | EA | 1
556830 | United States | USD | BRAID,PREFAB | 8.76 | EA | 10
EL28A2MG | United States | USD | COUPLER,LENTON STANDARD,# | 64.24 | EA | 1
LAC2QDE | United States | USD | MOLD,CABLE TO BUS/LUG,HOR | 212.91 | EA | 1
B114SAMPLEKIT1 | United States | USD | SAMPLE KIT, FOUR CADWELD | 1941.56 | EA | 1
VBF4L | United States | USD | MOLD,CABLE TO VERT STL,VE | 507.28 | EA | 1
T416C | United States | USD | ENCLOSURE,INSPECTION,W/CO | 184.94 | EA | 1
GTC181X | United States | USD | MOLD,CABLE TO GRD ROD,VER | 212.91 | EA | 1
RPSCW10STPX2 | United States | USD | CROSSOVER,10 STEPS | 167896.72 | EA | 1
CP58 | Asia | USD | CLAMP,GRD ROD,SIL BRZ,STDDUTY,5/8 IN,#8 | 3.49 | EA | 50
HAA1T2.50 | United States | USD | MOLD,CABLE TO HORZ STL,HO | 129.72 | EA | 1
508044 | United States | USD | BRAID,FLEXIBLE, | 1479.89 | EA | 1
HDXBM2G2Q | United States | USD | MOLD,CABLE,HORZ X LAPPED | 607.36 | EA | 1
LPA232ST | United States | USD | POINT,AL,5/8X12IN,1/2THR | 7.16 | EA | 1
EGBA14384CCT | United States | USD | BUSBAR,GRD,CU,1/4X3X84,CC | 960 | EA | 1
615823 | United States | USD | ROD,GRD,5/8X23 ,CU BONDED | 14.55 | EA | 5
CAHAA1GAM | Europe | USD | MOLD CAHAA1GAM | 92.21 | EA | 1
LPC32138 | Asia | USD | BASE,CU,STRAIGHT,3/8IN POINT | 34.8 | EA | 1
HSC2G | Europe | USD | MOLD HSC2G | 212.91 | EA | 1
EL3225A2 | United States | USD | COUPLER,LENTON STANDARD,# | 54.84 | EA | 1
556960 | Asia | USD | EARTH BRAID MBJ 30-500-10 | 14.88 | EA | 10
SBA118131 | United States | USD | CLIP,CONCRETE TIE,A=7.38, | 28.03 | EA | 20
556820 | Asia | USD | BRAID MBJ 50-100-10 | 6.96 | EA | 10
LACS6EE | United States | USD | MOLD,CABLE TO BUS/LUG,HOR | 212.91 | EA | 1
PTC4Y2Q | United States | USD | MOLD,CABLE, HORZ THRU PAR | 212.91 | EA | 1
EGBA14428NN | United States | USD | BAR ASSY,GRD BUS,1/4X4X28 | 326 | EA | 1
RJC54Y4 | Europe | USD | MOLD RJC54Y4 | 212.91 | EA | 1
XLDFFEHRH | United States | USD | MOLD,BUS TO VERT STL,HORZ | 1100.32 | EA | 1
DT115040R | United States | USD | TYPE 1, 150V, 4 0 | 616.58 | EA | 1
XBQ2G2GW | United States | USD | MOLD,CABLE,HORZ X LAPPED | 487.14 | EA | 1
B1612Q | United States | USD | PLATE,GRD,4/0 CONC W/ 4 H | 58.52 | EA | 5
LPC150 | United States | USD | CABLE,CU,MINI SMOOTH | 3.39 | EA | 1
569160 | Asia | USD | FLEXIBAR TERMINAL FLG 250 | 8.43 | EA | 600
LKRGF2Q | United States | USD | MOLD,CABLE TO BUS/LUG,VER | 289.29 | EA | 1
554282 | United States | USD | BRAID,EARTH,SS,16MM2,CPI | 17.98 | EA | 10
561167 | Asia | USD | POWER BLOCK SBF2C 400AL | 54.66 | EA | 40
CATAN2G1L | United States | USD | MOLD,CABLE,HORZ TEE | 261.02 | EA | 1
561670 | United States | USD | METAL SPACER M5 X 20 | 0.95 | EA | 50
SCB9503A | United States | USD | WELD METAL,CADWELD RAIL | 65.98 | EA | 1
XAC3A2Q | United States | USD | MOLD,CABLE,HORZ X SAME PL | 212.91 | EA | 1
GPECNFH033 | United States | USD | ELECTRODE,GRD PLATE,3/8 | 1552.44 | EA | 1
T396 | United States | USD | TOOL BOX,CADWELD,19 X 8 | 125.36 | EA | 1
GED26 | United States | USD | MOLD,GRD ROD, HORZ SPLICE | 421.85 | EA | 1
563540 | United States | USD | BRAID,PREFAB,100X15X1.5MM | 2.94 | EA | 10
PGCY4Y2 | Europe | USD | MOLD PGCY4Y2 | 212.91 | EA | 1
GYP14002M | United States | USD | MOLD,CABLE TO GRD ROD,VER | 158.37 | EA | 1
LPC050IN0000.5 | United States | USD | CABLE, CU, SMOOTH WEAVE, | 14.78 | EA | 1
LPC819L | United States | USD | PIPE,BAND,CU CABLE,10IN | 43.59 | EA | 1
NT1141G | United States | USD | ONE-SHOT,CABLE TO GRD ROD | 24.13 | EA | 6
BKEPALPAL | United States | USD | MOLD,BUS BAR,HORZ TEE BAR | 596.26 | EA | 1
LPG36058 | United States | USD | BRACE,ADHESIVE MOUNT, | 130.76 | EA | 1
558310 | United States | USD | KIT,CONTACT,HARDWARE,M6X | 0.62 | EA | 100
SSC3Q2V | United States | USD | MOLD,CABLE,HORZ SPLICE | 212.91 | EA | 1
RBT189175H | United States | USD | SPLICE,KIT,#18 CADWELD T- | 447.54 | EA | 1
XBM2Q2QHQ | United States | USD | MOLD,CABLE,HORZ X LAPPED | 649.88 | EA | 1
A235H2C10RH | United States | USD | CLAMP,FENCE GATE,SGL LEAD | 188.5 | EA | 1
PTC3A2C | United States | USD | MOLD,CABLE, HORZ THRU PAR | 212.91 | EA | 1
PTC2F2F | United States | USD | MOLD,CABLE, HORZ THRU | 212.91 | EA | 1
RCE542GM | United States | USD | MOLD,CABLE TO REBAR,VERT | 431.58 | EA | 1
RBT9101HA | United States | USD | SLEEVE,CADWELD,#9 T-SERIE | 88.7 | EA | 1
GRC221V | United States | USD | MOLD,CABLE TO GRD ROD,VER | 212.91 | EA | 1
SBB2703P17B | United States | USD | EPP,PANEL,HORIZ ASSY,RACK | 482.92 | EA | 0
LK87 | United States | USD | COUPLER,LENTON INTERLOK,# | 69.82 | EA | 1
534045AME01 | United States | USD | FLEXIBAR,ADV,5X63X1,AME | 183.07 | EA | 1
LPC790 | Europe | USD | CLAMP,CU,GROUND ROD,CABLE | 22.98 | EA | 10
LQRCAJ16 | United States | USD | MOLD,CABLE TO BUS/LUG,VER | 289.29 | EA | 1
XBMY5Y5 | United States | USD | MOLD,CABLE,HORZ X LAPPED | 649.88 | EA | 1
A929A050 | United States | USD | WASHER,FLAT,17/64ID X 9/1 | 0.23 | EA | 0
GRC162C | United States | USD | MOLD,CABLE TO GRD ROD,VER | 212.91 | EA | 1
RBB1292B | United States | USD | FILLER MATERIAL KIT,CADWE | 79.07 | EA | 1
534058 | Asia | USD | FLEX ADV2MTC 10X100X1 | 1275.6 | EA | 1
433415 | United States | USD | ROD,GRD,3/4X1.5M,CU CLAD | 29.82 | EA | 5
LAC4LEH | United States | USD | MOLD,CABLE TO BUS/LUG,HOR | 212.91 | EA | 1
ERICORE082T | United States | USD | DOWNCONDUCTOR,LIGHTNING, | 12017.772 | EA | 1
PB10VS3D | United States | USD | MOLD,CABLE TO VERT STL,45 | 153.72 | EA | 1
ELFG25CA | United States | USD | LENTON,BAR END GAGE,FIELD | 154.53 | EA | 1
EGBA14420BB | United States | USD | BAR ASSY,GRD BUS,1/4X4X20 | 238 | EA | 1
534034PHM05 | United States | USD | FLEXIBAR,ADV,6X40X1MM,PHM | 146.76 | EA | 1
BACPAM | Europe | USD | MOLD BACPAM | 212.91 | EA | 1
EGRD34I | Europe | USD | GRD ROD DRIVER INSERT FOR | 160.11 | EA | 1
LPC242B | Asia | USD | POINT,CU,BARE,5/8IN X 12IN | 42.11 | EA | 1
LLCEG1V | United States | USD | MOLD,CABLE TO BUS/LUG,VER | 212.91 | EA | 1
DT230010R | United States | USD | TYPE 2, 300V, 1 0 | 87.87 | EA | 1
RBF195 | United States | USD | MATERIAL,FILLER,REBAR FER | 74.9 | EA | 1
TAC2Q8D | Europe | USD | MOLD TAC2Q8D | 212.91 | EA | 1
559684 | United States | USD | INS,2-1/8,1/2-13 X 5/8 | 5.32 | EA | 25
VTC1T2 | United States | USD | MOLD,CABLE TO VERT STL, | 212.91 | EA | 1
ERICORE003T | United States | USD | DOWNCONDUCTOR,LIGHTNING, | 1653.79 | EA | 1
ML4 | United States | USD | COUPLER,QUICK-WEDGE,#4 | 15.63 | EA | 25
SBB343A | United States | USD | MOLD,BOND,XS 3/16 X 3/4 T | 39.24 | EA | 1
XBV7S7S | United States | USD | MOLD,CABLE,HORZ X LAPPED | 935.06 | EA | 1
FLXPABB0093 | United States | USD | FLEXIBAR,ADV,8X63X1MM,ABB | 354.577 | EA | 1
RBT189145H | United States | USD | SPLICE,KIT,#18 CADWELD T- | 447.54 | EA | 1
553440 | Asia | USD | CONNECTOR FBC 10X9 ZB | 4.44 | EA | 45
PTC1V1T | United States | USD | MOLD,CABLE, HORZ THRU PAR | 212.91 | EA | 1
GLCDEY6 | United States | USD | MOLD,CABLE TO LUG,HORZ SP | 212.91 | EA | 1
534025ABBP02 | United States | USD | FLEXIBAR,ADV,4X32X1,ABBP | 182.61 | EA | 1
XBK4Y4Y | United States | USD | MOLD,CABLE,HORZ X LAPPED | 966.13 | EA | 1
TAC2L2Q | United States | USD | MOLD,CABLE,HORZ TEE | 212.91 | EA | 1
LAC2VEK | United States | USD | MOLD,CABLE TO BUS/LUG,HOR | 212.91 | EA | 1
SBTBJ3338B | United States | USD | BOND,JUMPER,3/16 & 3/4 TA | 9.94 | EA | 0
VBC2GHQ | United States | USD | MOLD,CABLE TO VERT STL, | 212.91 | EA | 1
EDT2300M | Asia | USD | Enhanced Type 2 Module, 300V | 81.24 | EA | 0
RBT18911A | United States | USD | SLEEVE,CADWELD,#18-1 | 237.95 | EA | 1
LPA244ST | United States | USD | POINT,AL,BLUNT,5/8 X 18IN | 15.16 | EA | 1
RBWS2222E | United States | USD | BASIN,POURING,#11 15 DEGR | 515.06 | EA | 1
B101EGOL | United States | USD | LUG,CU,1/4 X 1 1/2 W/1-11 | 29.45 | EA | 10
RBB692JA | United States | USD | SLEEVE,CADWELD,#6 B-SERIE | 103.53 | EA | 1
508063 | United States | USD | BRAID,FLEXIBLE, | 2059.82 | EA | 1
A154 | United States | USD | CLIP,TRACK RETAINER,CIRCU | 2.7 | EA | 50
GNT161K001M | United States | USD | MOLD,CABLE,TO GRD ROD,VER | 207.39 | EA | 1
569205 | United States | USD | DISTR. BLOCK UD2C12C630AL | 77.03 | EA | 1
PTCT2T2 | Europe | USD | MOLD PTCT2T2 | 212.91 | EA | 1
534010SE50 | United States | USD | FLEXIBAR,ADV,2X20X1,SE | 57.77 | EA | 1
GYE221T | United States | USD | MOLD,CABLE TO GRD ROD,VER | 596.26 | EA | 1
SSC2Q2V | United States | USD | MOLD,CABLE,HORZ SPLICE | 212.91 | EA | 1
CC58 | Asia | USD | COUPLER FOR THREADLESS 5/8 | 11.43 | EA | 25
534034GE12 | United States | USD | FLEXIBAR,ADV,6X40X1MM,GE, | 193.12 | EA | 10
PQM200120/208 | United States | USD | 200KA 120/208 MODULAR SUR | 2531.17 | EA | 1
TADY0Y9 | United States | USD | MOLD,CABLE,HORZ TEE | 451.38 | EA | 1
LPC126R75 | United States | USD | CABLE,CU,ROPELAY,28 STR 1 | 9.64 | EA | 1
534430 | Asia | USD | IBSB ADV 120-430-10 | 52.69 | EA | 2
XACY6Y3 | United States | USD | MOLD,CABLE,HORZ X SAME PL | 212.91 | EA | 1
CEBADAPTOR | United States | USD | ADAPTER,CU,TIN,ELECTROPLA | 5.22 | EA | 1
RBT6101HSA | United States | USD | SLEEVE,CADWELD,#6 T-SERIE | 73.18 | EA | 1
RRC532L | United States | USD | MOLD,CABLE TO REBAR,HORZ | 212.91 | EA | 1
EGBA18308LL2GDS | United States | USD | BAR,ASSY,GRD BUS,1/8X3X 8 | 146.2 | EA | 1
534056RW34 | United States | USD | FLEXIBAR,ADV,6X100X1,RW | 210.01 | EA | 1
554050 | United States | USD | SLEEVE,GLASS,FIBER COATED | 6.66 | MR | 1
PB80ME3KGK | United States | USD | MOLD,CABLE TO BUS/LUG,VER | 697.55 | EA | 1
TACY82Q | Europe | USD | MOLD TACY82Q | 212.91 | EA | 1
SBNX1161V | United States | USD | ONE-SHOT,CABLE TO GRD ROD | 26.31 | EA | 6
GYR162Q | United States | USD | MOLD,CABLE TO GRD ROD,VER | 289.29 | EA | 1
PB10LA3KEG | United States | USD | MOLD,CABLE TO BUS/LUG,HOR | 208.86 | EA | 1
519726 | United States | USD | BRAID,STAINLESS,CPI 25-76 | 17.73 | EA | 1
EGBD14412NN | United States | USD | BAR,GRD BUS,1/4 X 4 X 12 | 142 | EA | 1
563622 | Asia | USD | BRAID MBJYG 25-300-8 , Y/G INSULATED | 12.04 | EA | 10
HAA1VM | United States | USD | MOLD,CABLE TO HORZ STL,HO | 92.21 | EA | 1
ELCP57T | United States | USD | PROTECTOR,LENTON COUPLER, | 0.75 | EA | 1
HVR12CUV10HQ | United States | USD | MOLD,STUD TO VERT STL, | 289.29 | EA | 1
FLXPLAM0070 | Asia | USD | 718-A58344-001 | 205.37 | EA | 1
NDR182Q2G | United States | USD | MOLD,CABLE TO GRD ROD, | 289.29 | EA | 1
EGBA14420HIG | Europe | USD | BAR ASSY,GRD BUS,1/4X4X20 | 238 | EA | 1
PTC1L1G | United States | USD | MOLD,CABLE,HORZ THRU PARA | 212.91 | EA | 1
LPC34858 | United States | USD | BASE,CU,CAST,STANDING | 95.57 | EA | 1
TAC1L1E | United States | USD | MOLD,CABLE,HORZ TEE | 212.91 | EA | 1
GTC161H | United States | USD | MOLD,CABLE TO GRD ROD,VER | 212.91 | EA | 1
534044 | United States | USD | FLEX ADV2MTC 4X63X1 | 426.05 | EA | 1
LPP667 | United States | USD | PLATE,WELDING,MILD STEEL | 98.73 | EA | 1
LPA248 | United States | USD | POINT,AL,5/8 X 48IN | 51.28 | EA | 1
EGBA14424CCT | United States | USD | BAR ASSY,GRD BUS,1/4X4X24 | 330 | EA | 1
GLCEG3Q | United States | USD | MOLD,CABLE TO LUG,HORZ SP | 212.91 | EA | 1
PBC120J | United States | USD | CLAMP ASSY,RAIL | 118.82 | EA | 0
T369 | United States | USD | GREASE,NO OXIDE,1 OZ | 5.7 | EA | 1
595120 | United States | USD | RAILCLIP EM58C1214 | 0.96 | EA | 0
LAC16DE | United States | USD | MOLD,CABLE TO BUS/LUG,HOR | 212.91 | EA | 1
503210WE02 | United States | USD | BRAID,CU,TINNED,CUSTOM,2 | 166.99 | EA | 1
A235K2Q5RH | United States | USD | CLAMP,ASSY,FENCE POST & G | 279.43 | EA | 1
EGBA38212NN | United States | USD | BAR,GRD BUS,3/8 X 2 X 12 | 108 | EA | 0
RBW341DC | United States | USD | FRAME,VERTICAL,POURING | 711.22 | EA | 1
65F80 | United States | USD | WELD METAL,CADWELD,F80 | 16.89 | EA | 20
PQLA277/4803Y | United States | USD | POWERLOGICS, PRIVATE | 232.57 | EA | 1
HDGTD169HW | United States | USD | MOLD,CABLE TO GRD ROD,VER | 511.86 | EA | 1
EL57TP9Q | United States | USD | COUPLER,LENTON,POSITION, | 249.3 | EA | 1
PTCY6Y3 | Europe | USD | MOLD PTCY6Y3 | 212.91 | EA | 1
EGBA14222EET | United States | USD | BAR,GRD BUS,1/4 X 2 X 22 | 216 | EA | 1
510300 | Asia | USD | BRAID,FLAT,TINNED,TPCEI1617 X 3.5,896 ST | 30.05 | EA | 25
GYR152C | United States | USD | MOLD,CABLE TO GRD ROD,VER | 289.29 | EA | 1
SRF163N | United States | USD | SRF,N-SERIES,1PH,63A,240 | 2653.8 | EA | 1
XBMY4Y4 | United States | USD | MOLD,CABLE,HORZ X LAPPED | 649.88 | EA | 1
B159M | United States | USD | FRAME,CLAMP,MAGNRTIC DOUB | 974.24 | EA | 1
557350JET01 | United States | USD | BRAID,CU,TINNED,CUSTOM,5 | 654.7 | EA | 1
554323 | Asia | USD | CPI 35-250-12 | 19.8 | EA | 1
LJCEALY9 | Europe | USD | MOLD LJCEALY9 | 212.91 | EA | 1
TCR2L2G | United States | USD | MOLD,CABLE,VERT TEE HORZ | 250.33 | EA | 1
NCR181Y | United States | USD | MOLD,CABLE TO GRD ROD,HOR | 289.29 | EA | 1
EGBB14112HH | United States | USD | BAR,GRD BUS,1/4 X 1 X 12 | 74 | EA | 1
TAD3Q4L | United States | USD | MOLD,CABLE,HORZ TEE | 451.38 | EA | 1
561720 | Asia | USD | METAL SPACER M5 X 50 | 1.23 | EA | 25
HAH2Q20C | United States | USD | MOLD,CABLE TO HORZ STL,HO | 373.05 | EA | 1
TACY3W3 | United States | USD | MOLD,CABLE,HORZ TEE | 212.91 | EA | 1
XBV3Q2QW | United States | USD | MOLD,CABLE,HORZ X LAPPED | 1015.7 | EA | 1
549526 | United States | USD | HARDWARE,KIT,BAGGED,CABS | 79.08 | EA | 1
47858640AEP | United States | USD | ROD,GRD,5/8,CU PLATED,15 | 115.33 | EA | 0
XLB960A1 | United States | USD | FILTER,EXOLON,FIBERFRAX 2 | 1.34 | EA | 0
GTC188G | United States | USD | MOLD,CABLE TO GRD ROD,VER | 212.91 | EA | 1
ERICORE060T | United States | USD | DOWNCONDUCTOR,LIGHTNING, | 9131.58 | EA | 1
NCR18Y4 | United States | USD | MOLD,CABLE TO GRD ROD,HOR | 289.29 | EA | 1
CAHBA1V18 | United States | USD | MOLD,CABLE TO HORZ CAST I | 129.72 | EA | 0
534026PDI33 | United States | USD | FLEXIBAR,ADV,5X32X1MM,PDI | 278.06 | EA | 10
GTC162LW | United States | USD | MOLD,CABLE TO GRD ROD,VER | 273.39 | EA | 1
LJCEALY5 | United States | USD | MOLD,CABLE TO BUS/LUG,HOR | 212.91 | EA | 1
LPC34558 | Asia | USD | BASE,CU,CAST,RIDGE, 5/8IN POINT | 67.69 | EA | 1
556240 | Asia | USD | SLEEVE GLASSFIBRE FGBS 15 | 5.64 | MT | 100
TACT6T1 | United States | USD | MOLD,CABLE,HORZ TEE | 212.91 | EA | 1
534506 | United States | USD | IBS ADV 25-1030-8-10 | 28.11 | EA | 10
563605 | United States | USD | BRAID,SHUNT,INSULATED, | 9.66 | EA | 10
550200 | United States | USD | BUSBAR,CU THREADED,12X4 | 62.65 | EA | 10
PTC2G1B | United States | USD | MOLD,CABLE,HORZ THRU PARA | 212.91 | EA | 1
EGBC14212BB | United States | USD | BAR,GRD BUS,1/4 X 2 X 12 | 84 | EA | 1
EL25CPPSW | United States | USD | LENTON,PLUG,PLASTIC,STEEL | 6.1 | EA | 25
VSC1VV5C | United States | USD | MOLD,CABLE TO VERT STL,45 | 212.91 | EA | 1
TAC2V2Q | United States | USD | MOLD,CABLE,HORZ TEE | 212.91 | EA | 1
ECRV101T2U | United States | USD | GROUND ROD,ASSY,KIT,10FT, | 1502.04 | EA | 1
PCC1V1V | United States | USD | MOLD,CABLE, HORZ TAP PARA | 212.91 | EA | 1
663480 | United States | USD | ROD,TIE DN,CU BOND,3/4X8 | 197.25 | EA | 0
A109N | United States | USD | CABLE,SAMPLE,5 IN LONG,#6 | 0.89 | EA | 1
LPA102CTO | United States | USD | CABLE,AL,SMOOTH WEAVE,28 | 2.33 | EA | 1
563602 | Asia | USD | BRAID MBJYG 6-150-6 , Y/G INSULATED | 6.58 | EA | 10
CMPR1000 | United States | USD | TERMINAL,AIR,MULTIPLE,100 | 367.28 | EA | 1
534026AMX01 | United States | USD | FLEXIBAR,ADV,5X32X1,AMX | 111.89 | EA | 10
PSD4Y | United States | USD | MOLD,CABLE,PULL SPLICE | 451.38 | EA | 1
GPECNED096 | United States | USD | ELECTRODE,GRD PLATE,1/4 X | 375.27 | EA | 1
CPC18EAJ | Europe | USD | MOLD CPC18EAJ | 212.91 | EA | 1
556680 | United States | USD | BRAID,PREFAB,150MM,150A | 5.31 | EA | 10
DT248040R | United States | USD | TYPE 2, 480V, 4 0 | 340.15 | EA | 1
534027L3M | United States | USD | FLEXIBAR,ADV,6X32X1MM,3M, | 349.02 | EA | 0
534041PHM12 | United States | USD | FLEXIBAR,ADV,8X50X1MM,PHM | 255.83 | EA | 1
RJE55Y5 | United States | USD | MOLD,CABLE TO REBAR,VERT | 596.26 | EA | 1
635860 | Europe | USD | EARTH ROD,CU BOND,THREAD | 32.91 | EA | 5
LKRJALY3 | United States | USD | MOLD,CABLE TO BUS/LUG,VER | 289.29 | EA | 1
GYE312L | United States | USD | MOLD,CABLE TO GRD ROD,VER | 596.26 | EA | 1
XLGTC182G | United States | USD | MOLD,CABLE TO GRD ROD, | 252.73 | EA | 1
EL20S4 | United States | USD | COUPLER,LENTON,STRAIGHT, | 36.61 | EA | 1
ERICORE680U | United States | USD | DOWNCONDUCTOR,LIGHTNING, | 89208.743 | EA | 1
LPC481SH | United States | USD | FASTENER,CU,BAR PINCH | 35.15 | EA | 1
HDTAC2Q1V | United States | USD | MOLD,CABLE,HORZ STL | 212.91 | EA | 1
LACY6CAJ | Europe | USD | MOLD LACY6CAJ | 212.91 | EA | 1
PB80DSS7JKM | United States | USD | MOLD,CABLE TO UC LUG,HORZ | 697.55 | EA | 1
553510 | Asia | USD | CONNECTOR FBC 5X15.5 ZB | 5.62 | EA | 0
534020SER03 | United States | USD | FLEXIBAR,ADV,6X24X1MM,SER | 78.09 | EA | 1
534027AB15 | United States | USD | FLEXIBAR,ADV,6X32X1MM,AB, | 263.16 | EA | 10
HTCY4 | Europe | USD | MOLD HTCY4 | 212.91 | EA | 1
PDR2Q2Q | United States | USD | MOLD,CABLE,VERT PARALLEL | 289.29 | EA | 1
GTC18T2 | United States | USD | MOLD,CABLE TO GRD ROD,VER | 212.91 | EA | 1
SSCS5 | United States | USD | MOLD,CABLE,HORZ SPLICE | 212.91 | EA | 1
RBW7391411H | United States | USD | INSTALLATION KIT,EQUIP,#1 | 1626.97 | EA | 1
EL32A32K | United States | USD | COUPLER,LENTON,STANDARD, | 128.63 | EA | 1
XLVSC2L | United States | USD | MOLD,CABLE TO VERT STL,45 | 252.73 | EA | 1
PB13TP2G60AS | United States | USD | MOLD,CABLE TO RAIL,HORZ | 153.72 | EA | 1
GLCCE1G | United States | USD | MOLD,CABLE TO LUG,HORZ | 212.91 | EA | 1
LPC555 | United States | USD | LUG,CU,CAST,BONDING,1/4IN | 20.38 | EA | 1
TAC2Q1KW | United States | USD | MOLD,CABLE,HORZ TEE | 273.39 | EA | 1
ML5PKG500 | United States | USD | COUPLER,QUICK-WEDGE,#5 | 21.15 | EA | 1
B1622QC701 | United States | USD | EARTHBRIDGE B162,2 STUD | 139.97 | EA | 1
LACT1CAJ | Europe | USD | MOLD LACT1CAJ | 212.91 | EA | 1
551000 | Asia | USD | BUSBAR SUPPORT UBS 1/5 TN | 190.41 | EA | 1
508190 | United States | USD | CLAMP, | 86.55 | EA | 1
PBK206# | United States | USD | LUG KIT,ASSY,MAKE FROM KI | 150.05 | EA | 0
ER32000SS | United States | USD | MAST,STEEL,STAINLESS 2M - | 556.18 | EA | 1
HFC2L | United States | USD | MOLD,CABLE TO 45DEG STL,V | 212.91 | EA | 1
LPC508L | Europe | USD | CLIP ASSY,SECONDARY CABLE | 18.95 | EA | 25
CAHAAW3 | United States | USD | MOLD,CABLE TO HORZ STL,HO | 129.72 | EA | 1
LKREG2L | United States | USD | MOLD,CABLE TO BUS/LUG,VER | 289.29 | EA | 1
NDF162V | United States | USD | MOLD,CABLE TO GRD ROD, | 507.28 | EA | 1
534047GE06 | United States | USD | FLEXIBAR,ADV,8X63X1,GE | 315.52 | EA | 1
GNR162Q | United States | USD | MOLD,CABLE TO GRD ROD,VER | 289.29 | EA | 1
EL22A2N | United States | USD | COUPLER,LENTON,SOURCED,A2 | 15.53 | EA | 1
TAC4Y2G | United States | USD | MOLD,CABLE,HORZ TEE | 212.91 | EA | 1
TAC1G1V | United States | USD | MOLD,CABLE,HORZ TEE | 212.91 | EA | 1
TACT6 | United States | USD | MOLD,CABLE,HORZ TEE | 212.91 | EA | 1
SBPAJ336 | United States | USD | BOND,PLUG,S8 3/16X36 LONG | 14.97 | EA | 50
PB99SS150BM | United States | USD | MOLD,CABLE,HORZ SPLICE | 469.21 | EA | 1
GRC162F | United States | USD | MOLD,CABLE TO GRD ROD,VER | 212.91 | EA | 1
503710 | United States | USD | BRAID,CU,TINNED,100 M LG, | 7.43 | MR | 1
PB10SS3QC3S | United States | USD | MOLD,CABLE,HORZ SPLICE | 153.72 | EA | 1
SBS8TDINSUL | United States | USD | BOND STRAND,INSUL,S8 TINN | 2.3 | EA | 500
553505 | Asia | USD | CONNECTOR FBC 10X4 | 1.86 | EA | 45
LPC278L12 | United States | USD | BALL,CU,SAFETY,1/2IN,TIN | 59.78 | EA | 1
BMDPA31GAM | United States | USD | MOLD,BUS BAR,HORZ TEE BAR | 451.38 | EA | 1
EGBB14418BB | United States | USD | BUSBAR,GRD,CU,1/4X4X18,BB | 212 | EA | 1
HSC9E | United States | USD | MOLD,CABLE TO HORZ STL,HO | 212.91 | EA | 1
EM58RHEU36 | United States | USD | RAILHEATERCLIP EM58RHEU36 | 31.65 | EA | 100
AX3696BOX | United States | USD | DISK,FORM SAVER,#6 PLATE, | 0.06 | EA | 10000
HDTAD3D3D | United States | USD | MOLD,CABLE,HORZ TEE | 451.38 | EA | 1
534018ABB10 | United States | USD | FLEXIBAR,ADV,4X24X1MM,ABB | 34.74 | EA | 10
XBZY6Y9 | Europe | USD | MOLD XBZY6Y9 | 610.58 | EA | 1
SB20175W2 | United States | USD | BOND,KIT,JOINT,5/16 TAB,7 | 13.87 | EA | 100
RBT11101 | United States | USD | SPLICE,KIT,#11 CADWELD T- | 225.38 | EA | 1
L5001Z4RH | United States | USD | ANGLE,MOLD,SUPPORT,S.S.,R | 47.87 | EA | 1
TAC9B2C | United States | USD | MOLD,CABLE,HORZ TEE | 212.91 | EA | 1
GFCP120T3 | United States | USD | MOLD,CABLE TO GRD ROD,HOR | 212.91 | EA | 1
FLXPABB0023 | United States | USD | FLEXIBAR,ADV,8X80X1,ABB, | 619.84 | EA | 1
534024L3M | United States | USD | FLEXIBAR,ADV,3X32X1MM,3M | 198.35 | EA | 1
534053RW16 | United States | USD | FLEXIBAR,ADV,10X80X1,RW | 330.5 | EA | 10
LECY7PAM | Europe | USD | MOLD LECY7PAM | 212.91 | EA | 1
EL25D6Q | United States | USD | ANCHOR,LENTON TERMINATOR, | 31.42 | EA | 1
GRC331V | United States | USD | MOLD,CABLE TO GRD ROD,VER | 212.91 | EA | 1
B548A39 | Europe | USD | MOUNTING,KIT,HARDWARE,3/8 | 9.99 | EA | 1
RHH592Q | United States | USD | MOLD,CABLE TO REBAR,HORZ | 373.05 | EA | 1
XLVGP1V004M | United States | USD | MOLD,CABLE TO VERT STL,HO | 188.06 | EA | 1
BBDPAMPAM | Europe | USD | MOLD BBDPAMPAM | 451.38 | EA | 1
RBHA6050F | United States | USD | BASIN,POURING,#11 HORIZ. | 570.44 | EA | 1
RRC53Y5 | Europe | USD | MOLD RRC53Y5 | 212.91 | EA | 1
RBM2974100U | United States | USD | FITTING,CADWELD,#4/#5 END | 237.08 | EA | 1
EGBA12418NN | United States | USD | BAR,GRD BUS,1/2 X 4 X 18 | 342 | EA | 1
635870 | United States | USD | ROD,GRD,5/8 X 7 FT,CU | 39.44 | EA | 5
TAC2G9FW | United States | USD | MOLD,CABLE,HORZ TEE | 273.39 | EA | 1
FLXPLAM0110 | United States | USD | FLEXIBAR,ADV,0.5X15.5X0.8 | 385.47 | EA | 1
A238FD2S18RH | United States | USD | CLAMP,FENCE,4/0 X 18 IN F | 381.09 | EA | 1
561830 | United States | USD | METAL SPACER M6 X 80 | 2.06 | EA | 25
534058TMS06 | United States | USD | FLEXIBAR,ADV,10X100X1,TMS | 1182.41 | EA | 10
EGBA14424JJT | United States | USD | BAR,ASSY,GRD,BUS,1/4 X 4 | 330 | EA | 1
A239KD2S242Q4RH | United States | USD | CLAMP,ASSY,FENCE & GATE | 641.22 | EA | 1
TAC2G1VL | United States | USD | MOLD,CABLE,HORZ TEE | 273.39 | EA | 1
UTB30SP | United States | USD | PROTECTOR,SURGE,UTB,1PAIR | 117.62 | EA | 1
SSC2P | United States | USD | MOLD,CABLE,HORZ SPLICE | 212.91 | EA | 1
A811C20F525 | United States | USD | STRIP,CU,20GA X 3 IN,525 | 6191.78 | EA | 0
556100 | Asia | USD | SLEEVE ERIFLEX SPIRFLEX X 6 | 0.96 | MT | 50
TLR1V1V | United States | USD | MOLD,CABLE,VERT TEE VERT | 289.29 | EA | 0
503240 | United States | USD | BRAID,TINNED,FLAT,15-400 | 0.09 | EA | 0
RBT4101 | United States | USD | SPLICE,KIT,#4 CADWELD T-S | 159.38 | EA | 1
534112LAM04 | United States | USD | FLEXIBAR,ADV,4X20X1MM,3M, | 258.98 | EA | 10
RBVB14075M | United States | USD | BASIN,POURING,#18 VERTICA | 625.81 | EA | 1
HDSSC2QW | United States | USD | MOLD,CABLE HORZ SPLICE | 253.23 | EA | 1
PB60TA4Y3Q | United States | USD | MOLD,CABLE,HORZ TEE | 325.89 | EA | 1
XLTAC2C2G | United States | USD | MOLD,CABLE,HORZ TEE | 252.73 | EA | 1
UTB60SPG | Asia | USD | UTB, 1PR,PLUGABLE,60V,2A,20kA,ISO GND | 177.55 | EA | 1
T320 | United States | USD | IGNITOR,FLINT | 18.21 | EA | 10
PCT1L1H | United States | USD | MOLD,CABLE, HORZ TAP PARA | 207.39 | EA | 1
A927K098 | United States | USD | SCREW,CAP,SOCKET HEAD,#10 | 2.36 | EA | 0
RBVB12070M | United States | USD | BASIN,POURING,#18 VERTICA | 570.44 | EA | 1
ECRV101V4U | United States | USD | GROUND ROD,ASSY,KIT,10 FT | 1502.04 | EA | 1
285022C | United States | USD | KIT,FLEXIBBAR,LAM | 415.858 | EA | 10
534047GE01 | United States | USD | FLEXIBAR,ADV,8X63X1,GE | 379.71 | EA | 1
551010 | United States | USD | BUSBAR SUPPORT UBS 4/5 TN | 231.25 | EA | 1
CC34 | Asia | USD | COUPLER FOR THREADLESS 3/4 | 23.25 | EA | 25
559142 | United States | USD | DIN RAIL CUT PUNCH | 3858.67 | EA | 1
ELFB20X003 | United States | USD | LENTON FORM SAVER BOLT, | 9.48 | EA | 1
545856 | Asia | USD | 9X18MM DIE | 420.89 | EA | 1
B121DE | United States | USD | LUG,CU,3/16 X 1 W/1-9/16 | 9.18 | EA | 10
B1332G | Asia | USD | SLEEVE,CU,.344 ID X .406 | 3.25 | EA | 0
RRH592L | United States | USD | MOLD,CABLE TO REBAR,HORZ | 373.05 | EA | 1
SSCY6Y3 | Europe | USD | MOLD SSCY6Y3 | 212.91 | EA | 1
GTC16T5 | United States | USD | MOLD,CABLE TO GRD ROD,VER | 212.91 | EA | 1
PB10GLCET2 | United States | USD | MOLD,CABLE TO LUG,HORZ SP | 153.72 | EA | 1
PBWD99 | United States | USD | DIE,HAMMER,RAIL PWR,240MM | 130.39 | EA | 1
TAC2Q2C | United States | USD | MOLD,CABLE,HORZ TEE | 212.91 | EA | 1
SI60I316 | Asia | USD | INTERCEPTOR,ESE, DELTA 60, GENERATION 2, | 3175.5 | EA | 0
534026AMX04 | United States | USD | FLEXIBAR,ADV,5X32X1,AMX | 115.03 | EA | 10
GTCP160Y4 | United States | USD | MOLD,CABLE TO GRD ROD,VER | 212.91 | EA | 1
HDPTC2Q2GW | United States | USD | MOLD,CABLE,HORZ THRU PARA | 253.23 | EA | 1
SSC2L1V | United States | USD | MOLD,CABLE,HORZ SPLICE | 212.91 | EA | 1
LPA31958 | Asia | USD | BASE,AL,OFFSET,5/8IN POINT | 27.87 | EA | 1
XLLJCCE2Q | United States | USD | MOLD,CABLE TO BUS/LUG,HOR | 252.73 | EA | 1
A930W009 | United States | USD | ANCHOR,EXPANSION SHIELD,1 | 18.19 | EA | 1
PCC2C1H | United States | USD | MOLD,CABLE,HORZ TAP PARAL | 212.91 | EA | 1
MBS02 | United States | USD | MOLD, BLANK, STYLE S | 491.84 | EA | 1
NDR162GW | United States | USD | MOLD,CABLE TO GRD ROD,HOR | 390.09 | EA | 1
557350GSL02 | United States | USD | BRAID,CU,TIN,100MM2,3LYR, | 131.87 | EA | 1
EGBA14412LB | United States | USD | BAR,GRD BUS,1/4 X 4 X 12 | 150 | EA | 0
C105B | United States | USD | FIXTURE ASSY,CLAMP,WEB OF | 161.41 | EA | 1
534445 | United States | USD | IBSB ADV 240-830-10-12 | 165.06 | EA | 2
ERICORE008T | United States | USD | DOWNCONDUCTOR,LIGHTNING, | 2309.73 | EA | 1
VTC2GHQ | United States | USD | MOLD,CABLE TO VERT STL,HO | 212.91 | EA | 1
IH1250D | Europe | USD | ENCLOSURE,INSPECTION,W/CO | 534.38 | EA | 1
RTC52Y6 | Europe | USD | MOLD RTC52Y6 | 212.91 | EA | 1
GYE188C | United States | USD | MOLD,CABLE TO GRD ROD,VER | 596.26 | EA | 1
NT1141LPLUS | United States | USD | ONE-SHOT,CABLE TO GRD ROD | 25.17 | EA | 6
XBC1T1T | United States | USD | MOLD,CABLE,HORZ X LAPPED | 212.91 | EA | 1
561154 | Asia | USD | BLOCK,SPLICE 400A 1000V CABLE-TO-2CABLES | 91.12 | EA | 1
GYE182QW | United States | USD | MOLD,CABLE TO GRD ROD,VER | 656.74 | EA | 1
GYJ224L | United States | USD | MOLD,CABLE TO GRD ROD,VER | 882.44 | EA | 1
HAA1B | United States | USD | MOLD,CABLE TO HORZ STL,HO | 129.72 | EA | 1
RBWS2071M | United States | USD | BASIN,POURING,#18 SPECIAL | 495.12 | EA | 1
PBCT9Y4001LH | United States | USD | WELDER,BOND,70MM2 RLAY | 363.44 | EA | 1
GTCP190Y4 | Europe | USD | MOLD GTCP190Y4 | 212.91 | EA | 1
FLXPLAM0074 | United States | USD | FLEXIBAR,ADV,3X9X0.8 LAM | 147.34 | EA | 1
EL28SA | United States | USD | COUPLER,LENTON,SA,#9 | 38.08 | EA | 1
A929B025 | United States | USD | WASHER,LOCK,3/8,304SSTL | 0.61 | EA | 1
RBWS2620LHF | United States | USD | BASIN,POURING,#11 SPECIAL | 671.5 | EA | 1
GTC18Y3 | Europe | USD | MOLD GTC18Y3 | 212.91 | EA | 1
534028LAM08 | United States | USD | FLEXIBAR,ADV,8X32X1MM,LAM | 355.45 | EA | 10
548511 | Asia | USD | INSULATOR ISO TP 40M12 | 6.34 | EA | 25
FLXPABB0043 | United States | USD | FLEXIBAR,ADV,8X32X1,ABB | 444.25 | EA | 1
GYE161L | United States | USD | MOLD,CABLE TO GRD ROD,VER | 596.26 | EA | 1
FLXPLAM0011 | United States | USD | FLEXIBAR,ADV,2X15.5X0.8MM | 427.53 | EA | 1
A929G006 | United States | USD | WASHER,SEALING,5/8 LEAD | 3.25 | EA | 1
TACY7Y9 | Europe | USD | MOLD TACY7Y9 | 212.91 | EA | 0
B522E | United States | USD | CLAMP,ASSY,2 1/2 NOMINAL | 70.91 | EA | 1
560930 | Asia | USD | ABS PERFO ALU PROFILE 25 | 101.89 | EA | 2
CAVNP1ELH16 | United States | USD | MOLD,CABLE TO VERT STL,HO | 233.95 | EA | 1
ECRH102L4U | United States | USD | GROUND ROD,ASSY,KIT,10FT, | 2427.14 | EA | 1
ML514 | United States | USD | GROMMET,QUICK-WEDGE,#6 SU | 51.77 | EA | 1
550190 | United States | USD | BUSBAR,THREADED,CU,12X4X2 | 109.47 | EA | 10
EL25C3SL050Q | United States | USD | COUPLER,LENTON,WELDABLE, | 95.02 | EA | 1
534047GE04 | United States | USD | FLEXIBAR,ADV,8X63X1,GE | 339.5 | EA | 1
EGBA14324CF | United States | USD | BUSBAR,GRD,CU,1/4X3X24,CF | 234 | EA | 1
SBB364G2 | United States | USD | SUPPORT,FINISHED,OUTBOARD | 139.16 | EA | 1
SS19SR | United States | USD | MOLD,HV CABLE SPLICE,HOR | 860.25 | EA | 1
CAB1331V | United States | USD | SLEEVE,CU,.240 ID X .302 | 0.48 | EA | 0
557210 | United States | USD | BRAID,CU,TINNED, 25 M LG, | 4.44 | MR | 1
PB13ST1LLH | United States | USD | MOLD,CABLE TO RAIL,HORZ T | 208.86 | EA | 1
534041PHM05 | United States | USD | FLEXIBAR,ADV,8X50X1MM,PHM | 210.29 | EA | 1
EGBA14418EE | United States | USD | BAR GRD,BUS,ASSY,1/4X4X18 | 216 | EA | 1
SSC2G2Q | United States | USD | MOLD,CABLE,HORZ SPLICE | 212.91 | EA | 1
RBM2974125X | United States | USD | FITTING,CADWELD,#5/#6 END | 159.24 | EA | 1
563380 | Asia | USD | EARTH BRAID MBJ 50-300-6 | 14.46 | EA | 10
SSC1T2Q | United States | USD | MOLD,CABLE,HORZ SPLICE | 212.91 | EA | 1
ECRH102Q6U | United States | USD | GROUND ROD,ASSY,KIT,10FT, | 2104.45 | EA | 1
LPLC401 | United States | USD | CABLE,CU,LEAD COVERED,CON | 42.2 | EA | 1
VFC1VV8C | United States | USD | MOLD,CABLE TO VERT STL,VE | 212.91 | EA | 1
RDC531V | United States | USD | MOLD,CABLE TO REBAR,HORZ | 212.91 | EA | 1
RBT1014101 | United States | USD | SPLICE,KIT,#10/#14 CADWEL | 301.28 | EA | 1
TAC8C8C | United States | USD | MOLD,CABLE,HORZ TEE | 212.91 | EA | 1
A238HC2S12RH | United States | USD | CLAMP,FENCE,4/0 X 12 IN F | 275.09 | EA | 0
XBZY6Y9 | United States | USD | MOLD,CABLE,HORZ X LAPPED | 610.58 | EA | 1
ECRV102Q2D | United States | USD | GROUND ROD,ASSY,KIT,10 FT | 1633.28 | EA | 1
HDPTD2V2V | United States | USD | MOLD,CABLE,HORZ THRU PARA | 451.38 | EA | 1
CAHAAAF | United States | USD | MOLD,CABLE TO HORZ STL,HO | 133.5 | EA | 1
557090 | Asia | USD | FLAT BRAID FRCB 15-40 | 16.31 | MT | 1
SS21SR | United States | USD | MOLD,HV CABLE SPLICE,HORZ | 832.84 | EA | 1
534000 | Asia | USD | FLEX ADV2MTC 8X6X0,5 | 67.84 | EA | 4
XACY2Y2 | United States | USD | MOLD,CABLE,HORZ X SAME PL | 212.91 | EA | 1
534007L3M | United States | USD | FLEXIBAR,ADV,4X15.5X0.8MM | 132.36 | EA | 5
PVT21000R | United States | USD | PV TYPE 2, 1000VDC | 180.2 | EA | 1
EL36A2GV | United States | USD | COUPLER,LENTON,STANDARD, | 164.92 | EA | 1
561178 | United States | USD | PLATE,KIT,SPACER,SB250 | 3.77 | EA | 5
EGBA18212NN | United States | USD | BAR,ASSY,GRD BUS,1/8 X 2 | 78.23 | EA | 1
285033L1 | United States | USD | KIT,FLEXIBBAR,LAM | 688.058 | EA | 1
S1V34M | United States | USD | MOLD,HV CABLE SPLICE,HORZ | 200.42 | EA | 1
LPC553L38 | United States | USD | BASE,STAMPED,AND CAP ASSE | 38.66 | EA | 1
RDM532GM | United States | USD | MOLD,CABLE TO REBAR,HORZ | 649.88 | EA | 0
GTC333D | United States | USD | MOLD,CABLE TO GRD ROD,VER | 212.91 | EA | 1
LPA273CTO | Europe | USD | ROD,AL,SOLID EXTENSION | 22.99 | EA | 1
LPC122250 | Asia | USD | CABLE,CU,SMOOTH WEAVE,32 32STR X 17GA | 5.35 | FT | 1
DQC2Q001 | United States | USD | MOLD,CABLE TO GRD ROD,HOR | 212.91 | EA | 1
561136 | United States | USD | BLOCK,SPLICE,800 AMP,LUG | 61.29 | EA | 1
RWR521H | United States | USD | MOLD,CABLE TO REBAR,VERT | 289.29 | EA | 1
LPC537 | Asia | USD | PLATE,CU,CAST,FLAT METCU,SMALL BONDING | 31.51 | EA | 1
TACY6Y8 | United States | USD | MOLD,CABLE,HORZ TEE | 212.91 | EA | 1
SBA140134 | United States | USD | CLIP,CONCRETE TIE,A=8.75, | 30.3 | EA | 1
XBC1L1L | United States | USD | MOLD,CABLE,HORZ X LAPPED | 212.91 | EA | 1
PB13RX3H80ASLH | United States | USD | MOLD,CABLE TO RAIL,HORZ T | 208.86 | EA | 1
LAC1HEE | United States | USD | MOLD,CABLE TO BUS/LUG,HOR | 212.91 | EA | 1
RBVA7570J | United States | USD | BASIN,POURING,#14 VERTICA | 570.44 | EA | 1
SSPDTC3P300 | Europe | USD | SSPD, TNC, THREE PHASE, 3 | 456.79 | EA | 1
PTC9F2S | United States | USD | MOLD,CABLE, HORZ THRU PAR | 212.91 | EA | 1
PBW2SLH | United States | USD | MOLD,RAIL,CABLE HORZ TO W | 67.88 | EA | 1
534034GE43 | United States | USD | FLEXIBAR,ADV,6X40X1MM,GE, | 216.52 | EA | 10
PTC2Q8D | United States | USD | MOLD,CABLE, HORZ THRU PAR | 212.91 | EA | 1
SI25I | United States | USD | INTERCEPTOR, ESE, DELTA 2 | 3987.13 | EA | 1
PTC9K2Q | United States | USD | MOLD,CABLE,HORZ THRU PARA | 212.91 | EA | 1
120977 | United States | USD | FRAME ASSY,DETAIL,304 SS, | 4324.67 | EA | 1
TAC2V4L | United States | USD | MOLD,CABLE,HORZ TEE | 212.91 | EA | 1
563350 | Asia | USD | BRAID MBJ 50-200-6 | 10.85 | EA | 10
508111 | Asia | USD | FleXbus Ext. Type 2, 220/360/545 mm? | 81.04 | EA | 1
HY15LMPKG56 | United States | USD | GROUT,PREMIUM,INTERLOK, | 76.45 | EA | 56
GTC372Q | United States | USD | MOLD,CABLE TO GRD ROD,VER | 212.91 | EA | 1
556930 | Asia | USD | EARTH BRAID MBJ 10-200-6 | 3.45 | EA | 10
HSC8K | United States | USD | MOLD,CABLE TO HORZ STL,HO | 212.91 | EA | 1
DEBIG4M | United States | USD | CABLE,GUYING,4MM DEBIGLAS | 4.56 | EA | 1
RJC541T | United States | USD | MOLD,CABLE TO REBAR,VERT | 212.91 | EA | 1
RPSCW4STP3X | United States | USD | WALKWAY 4 STEPS ONE SIDE | 167896.72 | EA | 1
GR1182C | United States | USD | ONE-SHOT,CABLE TO GRD ROD | 24.13 | EA | 6
NDR14Y5Y2 | United States | USD | MOLD,CABLE TO GRD ROD,HOR | 289.29 | EA | 1
DT255030R | United States | USD | TYPE 2, 550V, 3 0 | 227.69 | EA | 1
S03F | Asia | USD | SLEEVE,CU,FLARED,2/0 CONC | 3.21 | EA | 25
S1V30 | United States | USD | MOLD,HV CABLE SPLICE,HORZ | 508.64 | EA | 1
508046 | United States | USD | BRAID,FLEXIBLE, | 1878.51 | EA | 1
RBT8101B | United States | USD | MATERIAL,FILLER,#8 T-SERI | 34.02 | EA | 1
534019 | Asia | USD | FLEX ADV2MTC 5X24X1 | 149.2 | EA | 3
A928P001 | United States | USD | NUT,BEARING,LOCKING,LEFT | 11.41 | EA | 0
L163 | Europe | USD | CADWELD HANDLE-CLAMP L163 | 236.92 | EA | 1
65F76 | United States | USD | WELD METAL,CADWELD,F76 | 15.66 | EA | 20
RBM2886150D | United States | USD | FITTING,CADWELD,#8/#9 END | 156.44 | EA | 1
T416B | United States | USD | ENCLOSURE,INSPECTION,W/CO | 61.93 | EA | 1
SBS24884B | United States | USD | BOND,JOINT HEAD,3/16X9 3/ | 3.93 | EA | 20
BX884 | United States | USD | BOX,PATTERN LOGO,COMPANY | 19.13 | EA | 0
534036CR01 | United States | USD | FLEXIBAR,ADV,10X40X1MM,CR | 157.46 | EA | 1
TAC2V9F | United States | USD | MOLD,CABLE,HORZ TEE | 212.91 | EA | 1
LAC2PDE | United States | USD | MOLD,CABLE TO BUS/LUG,HOR | 212.91 | EA | 1
VFC1VV5C | United States | USD | MOLD,CABLE TO VERT STL, | 212.91 | EA | 1
A238EB2S18RH | United States | USD | CLAMP,FENCE,4/0 X 18 IN F | 170.21 | EA | 1
TAC1H2G | United States | USD | MOLD,CABLE,HORZ TEE | 212.91 | EA | 1
LU25DR14D | United States | USD | LENTON ULTIMATE,ANCHOR, | 19.87 | EA | 1
CAVJP1VD | United States | USD | MOLD,CABLE,TO VERT CAST I | 233.95 | EA | 1
EL28P8Q | United States | USD | COUPLER,LENTON,POSITION, | 185.89 | EA | 1
RPSCW6STPX2 | United States | USD | CROSSOVER,6 STEPS X 2 | 167896.72 | EA | 1
EGBA14624RR | United States | USD | BUSBAR,GRD,CU,1/4X6X24,RR | 231.84 | EA | 1
534424 | Asia | USD | IBSB ADV 100-530-8-10 | 49.29 | EA | 10
FLXPLAM0042 | Asia | USD | 718-A58291-002 | 721.92 | EA | 1
VSC1KV3C | United States | USD | MOLD,CABLE TO VERT STL,45 | 212.91 | EA | 1
LPC223BST | United States | USD | POINT,CU,BLUNT BARE,1/2IN | 29.74 | EA | 1
LPS46278 | United States | USD | JUMPER,SS,EYE LUG TO | 256.17 | EA | 1
RRC532G | United States | USD | MOLD,CABLE TO REBAR, HORZ | 212.91 | EA | 1
RBT910101B | United States | USD | MATERIAL,FILLER,#9/#10 T- | 48.33 | EA | 1
RDC521G | United States | USD | MOLD,CABLE TO REBAR,HORZ | 212.91 | EA | 1
CWP2JSH | Europe | USD | CLAMP,1-1/4-2IN PIPE,BRZ | 23.51 | EA | 12
EL32P9EG | United States | USD | COUPLER,LENTON POSITION,# | 118.42 | EA | 1
TAC3H2C | United States | USD | MOLD,CABLE,HORZ TEE | 212.91 | EA | 1
B101AABLK | United States | USD | LUG,CU,1/16 X 1/2 W/1-9/3 | 4.48 | EA | 0
534048CPTM02 | United States | USD | FLEXIBAR,ADV,10X63X1,CPTM | 934.68 | EA | 1
EGBA14410FF | United States | USD | BAR,GRD BUS,1/4 X 4 X 10 | 128 | EA | 1
LPC2855F5M | Asia | USD | ADAPTOR,AIR TERMINAL,CU,5/8IN,F/M,SWIVEL | 67.38 | EA | 1
EGBC14212EE | United States | USD | BAR ASSY,GRD BUS,1/4X2X12 | 84 | EA | 0
545865 | United States | USD | PUNCH,TOOL,14X20 MM | 319.12 | EA | 1
A808A05C30 | United States | USD | WIRE,STL,CU CLAD,BARE,30% | 3.86 | EA | 1
VNC1VRH1.50 | United States | USD | MOLD,CABLE TO VERT STL,HO | 212.91 | EA | 1
563430 | Asia | USD | EARTH BRAID MBJ 25-200-12 | 6.42 | EA | 10
TDX100C277/480 | Europe | USD | TDX,COMPACT,277/480V 4W+G | 837.78 | EA | 1
508035 | United States | USD | BRAID,FLEXIBLE, | 981.95 | EA | 1
613860 | Europe | USD | EARTH ROD,CU BOND,POINTED | 22.27 | EA | 5
NCF183QW | United States | USD | MOLD,CABLE TO GRD ROD,HOR | 547.6 | EA | 1
A238GC2S18LH | United States | USD | CLAMP,FENCE,4/0 X 18 IN F | 256.84 | EA | 1
PB10GT182G4H | United States | USD | MOLD,CABLE TO GRD ROD,VER | 153.72 | EA | 1
TADP9Y4 | United States | USD | MOLD,CABLE,HORZ TEE | 451.38 | EA | 1
RBC1176HA | United States | USD | SLEEVE,CADWELD,#11 C-SERI | 80.88 | EA | 1
TAC3Q2QHQ | United States | USD | MOLD,CABLE HORZ TEE,HYDRO | 212.91 | EA | 1
VBCY7 | Europe | USD | MOLD VBCY7 | 212.91 | EA | 1
561170 | United States | USD | BLOCK,POWER,SB2C250 | 57.1 | EA | 1
EL43TP9EG | United States | USD | COUPLER,LENTON POSITION,# | 163.92 | EA | 1
534018ABB08 | United States | USD | FLEXIBAR,ADV,4X24X1MM,ABB | 34.74 | EA | 10
B102GGOL | United States | USD | LUG,CU,3/8 X 1-1/2 W/2-9/ | 76.66 | EA | 5
FC073 | Europe | USD | CLAMP, FENCE 1-1/2 IPS #4 | 36.72 | EA | 1
ELHT917B | United States | USD | CUTTER SET,ROUGH CUTTER,H | 129.05 | EA | 1
ZCCSS13 | United States | USD | MOLD,CABLE,NO BUILD-UP | 212.91 | EA | 1
VSC2QV2.50W | United States | USD | MOLD,CABLE TO VERT STL,45 | 233.07 | EA | 1
HDGNR169C | United States | USD | MOLD,CABLE TO GRD ROD,VER | 289.29 | EA | 1
GPECEHX4 | United States | USD | ELECTRODE,GRD PLATE,1/16X | 510.53 | EA | 1
XLLACL9D13 | United States | USD | MOLD,CABLE TO BUS/LUG,HOR | 212.91 | EA | 1
171500 | Asia | USD | CADDY 4H24ST3 | 1.59 | EA | 1
595360 | United States | USD | RAILCLIP EM58SN39SH | 9.28 | EA | 100
HDGTC163D | United States | USD | MOLD,CABLE TO GRD ROD,VER | 212.91 | EA | 1
TACY9Y1 | Europe | USD | MOLD TACY9Y1 | 212.91 | EA | 1
FLXPLAM0091 | Asia | USD | 718-A57246-001 | 434.31 | EA | 1
534517 | Asia | USD | IBS ADV 120-630-10 | 99.65 | EA | 2
ELFB16X040 | United States | USD | LENTON FORM SAVER BOLT, | 7.1 | EA | 1
562121 | United States | USD | BRAID,SHUNT,INSULATED, | 9.89 | EA | 10
561800 | Asia | USD | METAL SPACER M6 X 50 | 1.38 | EA | 25
SBTBT7G | United States | USD | WELDER,BOND,3/16 & 1 TAB, | 395.17 | EA | 1
EGBA14418DD | United States | USD | BAR,GRD BUS,1/4 X 4 X 18, | 216 | EA | 0
VVR2G | Europe | USD | MOLD VVR2G | 289.29 | EA | 1
564700 | United States | USD | BRAID,PREFAB,450X100X12MM | 829.93 | EA | 0
614400 | Europe | USD | ROD,GRD,1X10,CU BONDED | 338.24 | EA | 1
285109 | United States | USD | KIT,FLEXIBAR,ADV,EATON | 371.86 | EA | 10
EL794CCFBOX | United States | USD | PLATE,FORM SAVER,#6,CLIPP | 0.44 | EA | 1
T375A | United States | USD | CLAMP,WIRE,1/8X1 1/4X2 1/ | 1.99 | EA | 0
B1331H | United States | USD | SLEEVE,CU,.106 ID X .156 | 1.44 | EA | 25
HDGTC189F | United States | USD | MOLD,CABLE TO GRD ROD,VER | 212.91 | EA | 1
RRH552G | United States | USD | MOLD,CABLE TO REBAR,HORZ | 373.05 | EA | 1
52020 | United States | USD | HANGER,SUSPENSION,LIGHTOL | 20.73 | EA | 10
XB39F9F | United States | USD | MOLD,CABLE,HORZ X LAPPED | 466.79 | EA | 1
EL57TP13L | United States | USD | COUPLER,LENTON,P13L.57MM, | 306.7 | EA | 1
SBNX1161LPLUS | United States | USD | ONE SHOT,#3 SOL THRU #6 | 18.29 | EA | 6
XBQY5Y3 | United States | USD | MOLD,CABLE,HORZ X LAPPED | 406.5 | EA | 1
508023 | Asia | USD | FleXbus Cond., 545 mm?, 5,000 mm | 612.12 | EA | 1
TAC2N2N | United States | USD | MOLD,CABLE,HORZ TEE | 212.91 | EA | 1
CATAP008 | United States | USD | MOLD,CABLE,HORZ TEE | 233.95 | EA | 1
HDPTD4L2Q | United States | USD | MOLD,CABLE,HORZ THRU | 451.38 | EA | 1
VVC1K | United States | USD | MOLD,CABLE TO VERT STL,VE | 212.91 | EA | 1
PGCY5Y2 | United States | USD | MOLD,CABLE,HORZ THRU PARA | 212.91 | EA | 1
551151 | Asia | USD | CBS-B 2/5 TN | 94.03 | EA | 1
B102F001 | United States | USD | LUG,CU,1/2 X 2 W/2-HLS | 112.82 | EA | 5
PTCY1Y1 | United States | USD | MOLD,CABLE,HORZ THRU | 212.91 | EA | 1
VVR2QV2 | United States | USD | MOLD,CABLE TO VERT STL,VE | 289.29 | EA | 1
585298ADV | United States | USD | KIT,FLEXIBAR,ADV,4X24X1MM | 190.36 | EA | 20
FLXPLAM0108 | United States | USD | FLEXIBAR,ADV,0.5X15.5X0.8 | 302.84 | EA | 1
534528 | Asia | USD | IBS ADV 240-530-12 | 180.66 | EA | 2
RBW3997 | United States | USD | ADAPTER,SPEED SLEEVE,#7 | 3.59 | EA | 1
SBPAC3A12 | United States | USD | CONNECTOR,PLUG TRACK,3/16 | 8.51 | EA | 1
LPC244ST | United States | USD | POINT,CU,BLUNT,5/8IN X | 93.87 | EA | 1
413415 | United States | USD | ROD,GRD,3/4X1.5M,CU CLAD | 30.78 | EA | 5
PTC2P2G | United States | USD | MOLD,CABLE, HORZ THRU PAR | 212.91 | EA | 1
PSC3D | United States | USD | MOLD,CABLE,PULL SPLICE | 212.91 | EA | 1
MBB41 | United States | USD | MOLD,BLANK,150200 C PRICE | 188.31 | EA | 1
534024TR01 | United States | USD | FLEXIBAR,ADV,3X32X1,TR | 28.32 | EA | 1
LPC318L58 | United States | USD | AIR TERMINAL BASE,5/8IN T | 56.3 | EA | 1
SVR2P | United States | USD | MOLD,CABLE,VERT SPLICE | 289.29 | EA | 1
549520 | United States | USD | BRACKET,KIT,CABS,E-BRACKE | 20.56 | EA | 10
561171 | United States | USD | BLOCK,POWER,SBF250 | 36.44 | EA | 1
RTBBASE | United States | USD | BASE FOR RTB SERIES | 142.02 | EA | 1
SSCY9Y6 | United States | USD | MOLD,CABLE,HORZ SPLICE | 212.91 | EA | 1
569206 | Asia | USD | DISTRI. BLOCK UDF12C500AL | 84.23 | EA | 240
555253B | United States | USD | BRAID,CU,TINNED,100MM2, | 103.93 | EA | 15
HDPTC2Q1VW | United States | USD | MOLD,CABLE,HORZ THRU PARA | 253.23 | EA | 1
LPC226BST | United States | USD | POINT,CU,BLUNT BARE,1/2IN | 53.7 | EA | 1
PGT1G1H | United States | USD | MOLD,CABLE, HORZ THRU PAR | 207.39 | EA | 1
VGC1T4 | United States | USD | MOLD,CABLE TO VERT STL,HO | 212.91 | EA | 1
B277B2 | United States | USD | FRAME,ASSY,FOR SPLIT T MO | 42.77 | EA | 0
TAC2G9F | United States | USD | MOLD,CABLE,HORZ TEE | 212.91 | EA | 1
TAC1T9F | United States | USD | MOLD,CABLE,HORZ TEE | 212.91 | EA | 1
GYE182CW | United States | USD | MOLD,CABLE TO GRD ROD,VER | 656.74 | EA | 1
TAC9J2Q | United States | USD | MOLD,CABLE,HORZ TEE | 212.91 | EA | 1
DS34 | United States | USD | STUD,DRIVE,3/4, THD SECT | 9 | EA | 25
GQR37Y3 | United States | USD | MOLD,CABLE TO GRD ROD,VER | 289.29 | EA | 1
GYE16Y3 | United States | USD | MOLD,CABLE TO GRD ROD,VER | 596.26 | EA | 1
LAC2GCEW | United States | USD | MOLD,CABLE TO BUS/LUG,HOR | 233.07 | EA | 1
CAPCT1L1E | United States | USD | MOLD,CABLE, HORZ TAP PARA | 207.39 | EA | 1
RBW73911V | United States | USD | INSTALLATION KIT,EQUIP,#1 | 1536.46 | EA | 0
LPC247L | United States | USD | POINT,CU,5/8IN X 36IN | 85.49 | EA | 1
564030 | Asia | USD | PBC 1200 X 500 | 1417.29 | EA | 1
HDSSC2Q | United States | USD | MOLD,CABLE HORZ SPLICE | 212.91 | EA | 1
534010LAM11 | United States | USD | FLEXIBAR,ADV,2X20X1MM,LAM | 224.98 | EA | 10
RBW7391110V | United States | USD | INSTALLATION KIT,EQUIP,#1 | 1536.46 | EA | 0
FLXPLAM0005 | Asia | USD | 718-A57355-001 | 498.62 | EA | 1
SBGR1161G | United States | USD | ONE-SHOT,CABLE TO GRD ROD | 17.58 | EA | 6
RBHSB12065C | United States | USD | BASIN,POURING,#8 HORIZ. | 570.44 | EA | 1
B1331L | Asia | USD | SLEEVE,CU,.170 ID X .232 OD X 1 LG | 0.9 | EA | 1
SBS8LBARE | United States | USD | BOND STRAND,BARE,S8 3/16, | 2.33 | EA | 500
EGBA14624MMT | United States | USD | BAR,GRD BUS,1/4 X 6 X 24, | 632.92 | EA | 1
ZZCRPCMCEXP | United States | USD | FEE,EXPEDITE,CMC | 222.18 | EA | 0
LJCGG1T | United States | USD | MOLD,CABLE TO BUS/LUG,HOR | 212.91 | EA | 1
LPLC46234 | United States | USD | JUMPER,LEAD,COVERED,EYE | 208.46 | EA | 1
T403TA | United States | USD | MOLD,SEALER,CADWELD,2 LB | 59.93 | EA | 1
534036GE11 | United States | USD | FLEXIBAR,ADV,10X40X1MM,GE | 341.22 | EA | 10
LPC810L | Asia | USD | SADDLE, CABLE, ADHESIVE, CU, TINNED | 6.38 | EA | 1
PAC2C2C | United States | USD | MOLD,CABLE,HORZ TAP PARAL | 212.91 | EA | 1
LPC154LCTO | United States | USD | WIRE,CU,SOLID,BONDING, | 13.93 | EA | 1
ELFG57TCA | United States | USD | LENTON,BAR END GAGE,FIELD | 154.53 | EA | 1
534011SE02 | United States | USD | FLEXIBAR,ADV,3X20X1MM,SE, | 35.76 | EA | 1
ELHT903B32 | United States | USD | ROD,CONTROL,32MM | 179.24 | EA | 0
PB10GT162G | United States | USD | MOLD,CABLE TO GRD ROD,VER | 153.72 | EA | 1
CMC18CAL | Europe | USD | MOLD CMC18CAL | 212.91 | EA | 1
ECRV102G4D | United States | USD | GROUND ROD,ASSY,KIT,10 FT | 1633.28 | EA | 1
B102GHOL | United States | USD | LUG,CU,3/8 X 2 W/2-9/16 H | 71.81 | EA | 0
LPC466 | Europe | USD | BRONZE UNIVERSAL CABLE TO | 49.8 | EA | 5
RBW167S | United States | USD | FRAME,HORZ,FOR POURING BA | 397.39 | EA | 1
534036ABBI09 | United States | USD | FLEXIBAR,ADV,10X40X1,ABBI | 142.8 | EA | 1
EL25CFFP | United States | USD | PROTECTOR,LENTON,PLASTIC | 0.95 | EA | 100
PB63SC3S3F | United States | USD | MOLD,CABLE,HORZ SPLICE SI | 366.25 | EA | 1
CSP1F90 | United States | USD | COAXIAL SURGE PROTECTOR, | 127.11 | EA | 1
GPECEAK0241G024 | United States | USD | ELECTRODE,GRD PLATE,1/32 | 224.19 | EA | 1
557260IR04 | United States | USD | BRAID, CU, TINNED | 38.6 | EA | 20
EGBF14418CC | United States | USD | BUSBAR,GRD,CU,1/4X4X18,CC | 282 | EA | 1
PQDS1100B208 | United States | USD | PQDS-2-2P-208V, | 1033.43 | EA | 1
BACDH | United States | USD | MOLD,BUS BAR,HORZ SPLICE | 212.91 | EA | 1
GLCDE9H | United States | USD | MOLD,CABLE TO LUG,HORZ SP | 212.91 | EA | 1
GTC162V | United States | USD | MOLD,CABLE TO GRD ROD,VER | 212.91 | EA | 1
CAHEA1G12 | United States | USD | MOLD,CABLE,TO HORZ CAST I | 129.72 | EA | 1
SSC2J2A | United States | USD | MOLD,CABLE,HORZ SPLICE | 212.91 | EA | 1
SRF3125N | Europe | USD | SRF,N-SERIES, 3PH,125A,24 | 5134.54 | EA | 1
GFCP160Y4 | United States | USD | MOLD,CABLE TO GRD ROD,HOR | 212.91 | EA | 1
NCR182G | United States | USD | MOLD,CABLE TO GRD ROD,HOR | 289.29 | EA | 1
556610 | United States | USD | BRAID,PREFAB,300MM,75A | 4.45 | EA | 10
HSC2Q | United States | USD | MOLD,CABLE TO HORZ STL,HO | 212.91 | EA | 1
GJC162Q | United States | USD | MOLD,CABLE TO GRD ROD,HOR | 212.91 | EA | 1
VSC2QHQ | United States | USD | MOLD,CABLE TO VERT STL,45 | 212.91 | EA | 1
TACY2Y1 | United States | USD | MOLD,CABLE,HORZ TEE | 212.91 | EA | 1
LPA245ST | Asia | USD | AIR TERMINAL, AL, 5/8"X24", SAFETY TIP | 18.51 | EA | 1
GPECEEK0242Q060 | United States | USD | ELECTRODE,GRD PLATE,1/4 X | 1038.46 | EA | 1
PTC3Q2Q | United States | USD | MOLD,CABLE,HORZ THRU PARA | 212.91 | EA | 1
EL32CIPPBG50 | United States | USD | PROTECTOR,THREAD,A12 THD, | 0.75 | EA | 50
PB10LA1GDE | United States | USD | MOLD,CABLE TO BUS/LUG,HOR | 208.86 | EA | 1
PB13GY182Q | United States | USD | MOLD,CABLE TO GRD ROD,VER | 208.86 | EA | 1
TAC2L4L | United States | USD | MOLD,CABLE,HORZ TEE | 212.91 | EA | 1
568712 | United States | USD | EARTHBAR EB6AL | 1.8 | EA | 20
285125A | United States | USD | KIT,FLEXIBBAR,LAM | 482.489 | EA | 10
GRC332C | United States | USD | MOLD,CABLE TO GRD ROD,VER | 212.91 | EA | 1
LPA37158 | United States | USD | MOUNT,PIPE,HORIZONTAL CAS | 41.14 | EA | 1
PB10HS4M | United States | USD | MOLD,CABLE TO HORZ STL,HO | 208.86 | EA | 1
A928K023 | United States | USD | NUT,HEX,5/8-11 S.S. | 1.61 | EA | 1
LPC225ST | United States | USD | POINT,CU,BLUNT,1/2IN X | 86.56 | EA | 1
LPC32112 | Asia | USD | BASE,CU,STRAIGHT,1/2IN POINT | 34.8 | EA | 1
PB600PLUSF80 | United States | USD | CADWELD PLUS,600F80 | 41.67 | EA | 10
PB12GLEGS6 | United States | USD | MOLD,CABLE TO LUG,HORZ SP | 153.72 | EA | 1
815800 | Asia | USD | GROUND ROD,GALV,POINTED,10 FT | 39.54 | EA | 5
YZ.75 | United States | USD | LAMINATE,ELECTRICAL,NEMA | 93.58 | EA | 0
RBM2767100E | United States | USD | FITTING,CADWELD,#9/#10 EN | 160.77 | EA | 1
RTH562Q | United States | USD | MOLD,CABLE TO REBAR,HORZ | 373.05 | EA | 1
4010150EG | Asia | USD | #401 EG CLEVIS 1.5 | 652.54 | EA | 50
SBD51 | United States | USD | DIE,HAMMER | 82.48 | EA | 1
534520 | United States | USD | IBS ADV 185-330-10 | 103.51 | EA | 2
SIM40C3316 | Europe | USD | MAST 40MM DIAM X 3M, 316 | 566.2 | EA | 1
HDPTC3A2QW | United States | USD | MOLD,CABLE, HORZ THRU PAR | 253.23 | EA | 1
ECRH102G4DB | United States | USD | GROUND ROD,ASSY,10 FT,HOR | 1386.54 | EA | 1
LPC821 | United States | USD | HOLDER,CU,CAST,SILO BAND | 16.41 | EA | 1
508040 | Asia | USD | FleXbus Cond., 960 mm?, 2,000 mm | 637.24 | EA | 1
BQKEMEM | United States | USD | MOLD,BUS BAR,VERT TEE TAP | 966.13 | EA | 1
EDS58 | United States | USD | SLEEVE,SHORT,5/8 | 14.15 | EA | 5
FLXPABB0056 | United States | USD | FLEXIBAR,ADV,6X100X1,ABB | 292.708 | EA | 1
LJCPALY8 | Europe | USD | MOLD LJCPALY8 | 212.91 | EA | 1
HDGRC182G | United States | USD | MOLD,CABLE TO GRD ROD,VER | 212.91 | EA | 1
PBCFH5A9 | United States | USD | BOND,WELDED JOINT,SPECIAL | 98.21 | EA | 25
RDH582G | United States | USD | MOLD,CABLE TO REBAR,HORZ | 373.05 | EA | 1
TSF6A24V | Europe | USD | FILTER, SURGE, 1PH, 24VAC | 326.1 | EA | 1
B295X51Z73 | United States | USD | LABEL,ADHESIVE,TYPE 2 | 86.03 | EA | 0
LL28B1 | United States | USD | COUPLER,BOLTED,28MM #9 | 94.71 | EA | 1
EL3628A2 | United States | USD | COUPLER,LENTON STANDARD,# | 57.85 | EA | 1
XBV4L2Q | United States | USD | MOLD,CABLE,HORZ X LAPPED | 935.06 | EA | 1
XLVTC2QW | United States | USD | MOLD,CABLE TO VERT STL,HO | 293.05 | EA | 1
LQJGH4L | United States | USD | MOLD,CABLE TO BUS/LUG, | 882.44 | EA | 1
TDX200M277/480T | Europe | USD | PROTECTOR,SURGE,TDX200M,3 | 2245.44 | EA | 1
LPG35458 | Europe | USD | BRACE,GALV STEEL,TRIPOD | 108.25 | EA | 1
534112LAM02 | United States | USD | FLEXIBAR,ADV,4X20X1MM,3M, | 313.92 | EA | 10
CA25PLUSXF19 | Europe | USD | WELDING MATERIAL, CADWELD | 10.86 | EA | 20
T314A | United States | USD | BRUSH,REPLACEMENT | 23.02 | EA | 1
SSCV9 | United States | USD | MOLD,CABLE,HORZ SPLICE | 212.91 | EA | 1
TAC1TS1 | United States | USD | MOLD,CABLE,HORZ TE | 212.91 | EA | 1
BBCPAJ | United States | USD | MOLD,BUS BAR,HORZ SPLICE | 212.91 | EA | 1
TAC9F2Q | United States | USD | MOLD,CABLE,HORZ TEE | 212.91 | EA | 1
716656 | United States | USD | LUG,CABLE,CU,RKS70/12 | 11.82 | EA | 50
LPA34912 | United States | USD | BASE,AL,POINT,1/2X3X7-3/4 | 275.47 | EA | 1
EL32S5AMG | United States | USD | COUPLER,LENTON,STRAIGHT, | 92.25 | EA | 1
RTC532G | United States | USD | MOLD,CABLE TO REBAR,HORZ | 212.91 | EA | 1
NDR141L | Europe | USD | MOLD NDR141L | 289.29 | EA | 1
VTC2C | United States | USD | MOLD,CABLE TO VERT STL,HO | 212.91 | EA | 1
EL28P13L | United States | USD | COUPLER,LENTON,P13L,28MM, | 140.04 | EA | 1
GTC132L | United States | USD | MOLD,CABLE TO GRD ROD,VER | 212.91 | EA | 1
RBM2660DC | United States | USD | FRAME,CHAIN,DOUBLE | 266.54 | EA | 1
LPC318L12 | United States | USD | BASE,CU,PNT,1/2 THRD,CAST | 51.78 | EA | 1
563320 | United States | USD | BRAID,PREFAB,300X15X1.5MM | 5.61 | EA | 10
TACY3Y3 | United States | USD | MOLD,CABLE,HORZ TEE | 212.91 | EA | 1
RBW167 | United States | USD | FRAME,HORZ,FOR POURING BA | 397.39 | EA | 1
LPC2932F2M | United States | USD | ADAPTER,CU,COUPL.,1/2IN | 19.9 | EA | 1
EGBA14420MM | United States | USD | BAR ASSY,GRD BUS,1/4X4X20 | 238 | EA | 1
505690 | United States | USD | BUSBAR,SPECIAL,1/4X3IN | 56.55 | EA | 1
PTC2Q2P | United States | USD | MOLD,CABLE, HORZ THRU PAR | 212.91 | EA | 1
534027HLC03 | United States | USD | FLEXIBAR,ADV,6X32X1MM,HLC | 83.29 | EA | 10
LPS412 | Europe | USD | POINT,SS,INDUSTRIAL STACK | 115.98 | EA | 1
534033 | United States | USD | FLEX ADV2MTC 5X40X1 | 245.2 | EA | 2
GYR189F | United States | USD | MOLD,CABLE TO GRD ROD,VER | 289.29 | EA | 1
EGBA14412DD | United States | USD | BAR,GRD BUS,1/4 X 4 X 12 | 150 | EA | 1
ESB8 | Europe | USD | CONNECTOR,SPLIT BOLT,SIL | 2.54 | EA | 200
VBC1GV2 | United States | USD | MOLD,CABLE TO VERT STL,VE | 212.91 | EA | 1
EGBA14436NN | United States | USD | BAR,GRD BUS,1/4 X 4 X 36 | 414 | EA | 1
PQDM1000Y277 | United States | USD | PQDM-1-3Y-277/480V, FSPM1 | 2358.84 | EA | 1
SSCY2 | Europe | USD | MOLD SSCY2 | 212.91 | EA | 1
560650 | United States | USD | DISTANCE HOLDER 120M5 | 2.79 | EA | 100
XBZ3H9F | United States | USD | MOLD,CABLE,HORZ X LAPPED | 610.58 | EA | 1
RBWS2648A | United States | USD | BASIN,POURING,#7 HORIZONT | 352.64 | EA | 1
B399BS | United States | USD | FRAME,ASSY,2 IN MINI EZ W | 245.38 | EA | 1
CRGS6 | United States | USD | CABLE,STRAP,RUNWAY GROUND | 15.24 | EA | 50
ELC20FS2 | United States | USD | COUPLER,LENTON FORM SAVER | 4.7 | EA | 1
RCE531H | United States | USD | MOLD,CABLE TO REBAR,VERT | 596.26 | EA | 1
GRC141L | United States | USD | MOLD,CABLE TO GRD ROD,VER | 212.91 | EA | 1
GRP141G | United States | USD | MOLD,CABLE TO GRD ROD,VER | 234 | EA | 1
VBC1VV1.50 | United States | USD | MOLD,CABLE TO VERT STL, | 212.91 | EA | 1
GTCP150Y4 | Europe | USD | MOLD GTCP150Y4 | 212.91 | EA | 1
LAC9EEG | United States | USD | MOLD,CABLE TO BUS/LUG,HOR | 212.91 | EA | 1
EGBA14618GG | United States | USD | BAR,GRD BUS,1/4 X 6 X 18, | 310.15 | EA | 1
XLYRF0011RHS | United States | USD | MOLD,CABLE,HORZ Y 20 DEG | 602.4 | EA | 1
553450 | Asia | USD | CONNECTOR CLIP M6 12X4 | 1.88 | EA | 20
FLXPLAM0080 | United States | USD | FLEXIBAR,ADV,2X15.5X0.8 | 388.13 | EA | 1
GEM25A | United States | USD | GROUNDING,MATL,ENHANCMENT | 45.89 | EA | 1
RBM2660 | United States | USD | FRAME,CADWELD,STANDARD VE | 397.39 | EA | 1
RRA531V | United States | USD | MOLD,CABLE TO REBAR,HORZ | 129.72 | EA | 1
HVCP100 | United States | USD | MOLD,STUD TO VERT STL | 212.91 | EA | 1
HDPTD3A9FW | United States | USD | MOLD,CABLE, HORZ THRU PAR | 491.7 | EA | 1
EGBA18312NN | United States | USD | BAR,ASSY,GRD BUS,1/8 X 3 | 111.8 | EA | 0
HDGRC162Q | United States | USD | MOLD,CABLE TO GRD ROD,VER | 212.91 | EA | 1
534052SI01 | United States | USD | FLEXIBAR,ADV,8X80X1MM,SI, | 537.34 | EA | 1
LPC152CTO | United States | USD | CABLE,CU,MINI SMOOTHWEAVE | 4.38 | EA | 1
ERICORE102T | United States | USD | DOWNCONDUCTOR,LIGHTNING, | 14641.532 | EA | 1
XLLAC1LCE | United States | USD | MOLD,CABLE TO BUS/LUG,HOR | 212.91 | EA | 1
GSC141V | United States | USD | MOLD,CABLE TO GRD ROD,HOR | 212.91 | EA | 1
EGBA14410NNT | United States | USD | BAR ASSY,GRD BUS,1/4X4X10 | 148 | EA | 1
SBS3086S48 | United States | USD | BOND,TEMPORARY SIGNAL,4FT | 66.2 | EA | 1
MBE02CCL | United States | USD | MOLD,BLANK,3 X 5 X 6 1/4 | 596.26 | EA | 1
540005 | United States | USD | BRAID,POWER,250MM,600AMP | 44.4 | EA | 0
534036GE15 | United States | USD | FLEXIBAR,ADV,10X40X1MM,GE | 413.29 | EA | 10
HDVVF9F | United States | USD | MOLD,CABLE TO VERT STL,VE | 507.28 | EA | 1
LJCGG2Q | United States | USD | MOLD,CABLE TO BUS/LUG,HOR | 212.91 | EA | 1
RBC1176HB | United States | USD | MATERIAL,FILLER,#11 C-SER | 36.75 | EA | 1
SBPMJ312 | United States | USD | BOND,MULTI-PURPOSE PLUG,S | 7.95 | EA | 48
INTCPTADM3/4UNC | Asia | USD | INTERCEPTOR,MK3,ADAPTER,3/4 IN. UNC MALE | 107.61 | EA | 1
EL25P9ES | United States | USD | COUPLER,LENTON POSITION,# | 95.2 | EA | 1
EGBA14414CB | United States | USD | BAR,GRD BUS,1/4 X 4 X 14, | 172 | EA | 1
EGBA14418FF | United States | USD | BAR,GRD BUS,1/4 X 4 X 18 | 216 | EA | 1
EWB2Q344 | Europe | USD | BOND,ASSY,ROD/CABLE,WELDA | 94.16 | EA | 1
LPC481LG | United States | USD | FASTENER,CU,BAR PINCH | 30.94 | EA | 1
EL16SAQ | United States | USD | COUPLER,LENTON,SA,#5, | 23.33 | EA | 1
EGBA14824DG | United States | USD | BUSBAR,GRD,CU,1/4X8X24,DG | 444 | EA | 1
XL250 | United States | USD | WELD METAL,ALLOY,F20,EXOL | 73.84 | EA | 4
B121EG003 | United States | USD | LUG,CU,1/4 X 1 1/2 W/1-13 | 18.77 | EA | 1
534056RW31 | United States | USD | FLEXIBAR,ADV,6X100X1,RW | 247.41 | EA | 10
TAC2C1V | United States | USD | MOLD,CABLE,HORZ TEE | 212.91 | EA | 1
FLXPMCS0003 | United States | USD | FLEXIBAR,ADV,6X40X1MM,MCS | 204.434 | EA | 1
EL36S3P83000 | United States | USD | COUPLER,LENTON,POSITION, | 426.05 | EA | 1
GTCP200Y4 | Europe | USD | MOLD GTCP200Y4 | 212.91 | EA | 1
S119 | Europe | USD | BOND,CLIP,5/16 TAB | 12.56 | EA | 1
SBPAJ548 | United States | USD | BOND,PLUG,5/16X48 LONG | 34.47 | EA | 50
GT1141G | United States | USD | ONE-SHOT,CABLE TO GRD ROD | 20.51 | EA | 6
PBC12W13MNC | United States | USD | BOND,C,JOINT,250KCM RLAY, | 40.31 | EA | 50
EGBA14312GG | United States | USD | BAR,GRD BUS,1/4 X 3 X 12 | 126 | EA | 1
534026PDI37 | United States | USD | FLEXIBAR,ADV,5X32X1MM,PDI | 100.01 | EA | 10
615880MLGW | United States | USD | ROD,GRD,5/8X8,CU CLAD,10 | 39.59 | EA | 5
500PLUSF20 | United States | USD | CADWELD PLUS,#500,F20 | 76.12 | EA | 10
GYE331L | United States | USD | MOLD,CABLE TO GRD ROD,VER | 596.26 | EA | 1
RRC511D | United States | USD | MOLD,CABLE TO REBAR,HORZ | 212.91 | EA | 1
SBTBJ3342 | United States | USD | BOND,JUMPER,3/16 & 3/4 TA | 17.71 | EA | 25
508191 | United States | USD | CLAMP, | 101.4 | EA | 1
HDTAC1V1V | United States | USD | MOLD,CABLE,HORZ TEE | 212.91 | EA | 1
EDT255010R | United States | USD | ENHANCED TYPE 2, 550V,10 | 138 | EA | 1
RRC512V | United States | USD | MOLD,CABLE TO REBAR,HORZ | 212.91 | EA | 1
551311 | United States | USD | INSULATING SUPP BS-B 125A | 9.95 | EA | 10
EL25D6 | United States | USD | COUPLER,LENTON TERMINATOR | 14.68 | EA | 1
HDXAC2Q2Q | United States | USD | MOLD,CABLE,HORZ X SAME PL | 212.91 | EA | 1
XAC2N2N | Europe | USD | MOLD XAC2N2N | 212.91 | EA | 1
503210WE01 | United States | USD | BRAID,CU,TINNED,CUSTOM,2 | 144.25 | EA | 1
ERICORE063T | United States | USD | DOWNCONDUCTOR,LIGHTNING, | 9525.15 | EA | 1
534038MJP02 | United States | USD | FLEXIBAR,ADV,4X50X1MM,MJP | 116.86 | EA | 10
PB80LS3Q005 | United States | USD | MOLD,CABLE TO BUS/LUG, | 697.55 | EA | 1
EL794ABOX | United States | USD | PLATE,FORM SAVER,#4 | 0.44 | EA | 300
GT1161VPLUS | United States | USD | ONE-SHOT,CABLE TO GRD ROD | 25.17 | EA | 6
534410 | United States | USD | IBSB ADV 50-530-8-10 | 27.26 | EA | 10
SBGT1181VPLUS | United States | USD | ONE SHOT,#3 STR THRU #1 | 25.66 | EA | 6
TDX200M277/480 | Asia | USD | PROTECTOR,SURGE,277/480V 4W+G,200KA/P | 2245.44 | EA | 1
534019AME01 | United States | USD | FLEXIBAR,ADV,5X24X1,AME | 62.84 | EA | 1
554300 | Asia | USD | CPI 25-200-10 | 17.68 | EA | 1
HSC9F8 | United States | USD | MOLD,CABLE TO HORZ STL, | 212.91 | EA | 1
534010LAM05 | United States | USD | FLEXIBAR,ADV,2X20X1MM,LAM | 191.97 | EA | 10
PCC3Q1V | United States | USD | MOLD,CABLE,HORZ TAP | 212.91 | EA | 1
SBXSHU2CWPW2 | United States | USD | BOND,KIT,RAILHEAD,3/16SIG | 19.24 | EA | 60
XBCY3Y3 | Europe | USD | MOLD XBCY3Y3 | 212.91 | EA | 1
SBTBS3432 | United States | USD | BOND,SWITCH,KIT 1 IN TAB, | 13.84 | EA | 25
LK11GV | United States | USD | LENTON INTERLOK, HDG, | 161.48 | EA | 1
HSC2C002 | United States | USD | MOLD,CABLE TO HORZ STL,HO | 212.91 | EA | 1
123340 | United States | USD | FRAME,ASSY,304 STAINLESS | 415.84 | EA | 1
548560 | United States | USD | INSULATOR,BUSBAR,ISO TP | 4.33 | EA | 25
534024RES03 | United States | USD | FLEXIBAR,ADV,3X32X1MM,RES | 49.77 | EA | 100
GTCC312G | United States | USD | MOLD,CABLE TO GRD ROD,VER | 212.91 | EA | 1
GYE162V | United States | USD | MOLD,CABLE TO GRD ROD,VER | 596.26 | EA | 1
534010ABB21 | United States | USD | FLEXIBAR,ADV,2X20X1MM,ABB | 160.68 | EA | 1
A931A004 | United States | USD | NAIL,ROOF,SMOOTH SHANK,AL | 0.16 | EA | 1
534027VRT01 | United States | USD | FLEXIBAR,ADV,6X32X1,VRT | 80.59 | EA | 25
S90-03-27 | United States | USD | TDS1502BR277A | 240.88 | EA | 1
DT275010R | United States | USD | TYPE 2, 750V, 1 0 | 99.96 | EA | 1
554345 | United States | USD | BRAID,EARTH,SS,50MM2,CPI | 23.91 | EA | 10
EGGPC | United States | USD | GROUNDING,PLATE,GALV,10X1 | 59.43 | EA | 0
EL36P82400 | United States | USD | COUPLER,LENTON,POSITION | 300.96 | EA | 1
GTT14A1LM | United States | USD | MOLD,CABLE TO GRD ROD,VER | 139.13 | EA | 1
LEC2VPAL | United States | USD | MOLD,134MM2 TO 6X40 BUS/ | 212.91 | EA | 1
RCE52Y3 | Europe | USD | MOLD RCE52Y3 | 596.26 | EA | 1
EGBF14412LL | United States | USD | BUSBAR,GRD,CU,1/4X4X12,LL | 198 | EA | 1
CC5A20INS | United States | USD | TDCC,154 STRAND,0.526IN | 2691.82 | EA | 1
TDS150M150A | United States | USD | MODULE, TD, 150V, 50KA | 99.15 | EA | 1
508050 | United States | USD | BRAID,FLEXIBLE, | 790.65 | EA | 1
553560 | Asia | USD | SPACER CLAMP FS32 | 3.08 | EA | 25
549760 | United States | USD | BUSBAR,10 MM,PLAIN,2M PCB | 1758.21 | EA | 2
PKS500K12HRL | United States | USD | LUG,CABLE,TUBULAR,CU, | 16.22 | EA | 25
PB13STW2RH | United States | USD | MOLD,CABLE TO RAIL,HORZ T | 208.86 | EA | 1
534530 | United States | USD | IBS ADV 240-830-12 | 249.27 | EA | 2
EL4 | United States | USD | CONNECTOR,LUG,MECHANICAL, | 6.49 | EA | 100
RRA541T | United States | USD | MOLD,CABLE TO REBAR,HORZ | 129.72 | EA | 1
562124 | United States | USD | BRAID,SHUNT,INSULATED, | 12.11 | EA | 10
GTCP190Y6 | Europe | USD | MOLD GTCP190Y6 | 212.91 | EA | 1
SBTBJG448B | United States | USD | BOND,JUMPER,1 TAB 48 LONG | 17.23 | EA | 0
SBA2512B | United States | USD | CLIP,RETAINER,TRACK CIRCU | 10.52 | EA | 50
EL57TA12ES | United States | USD | COUPLER,LENTON,A12,#18, | 200.4 | EA | 1
B530C2Q48 | United States | USD | JUMPER,ASSY,4/0 CONC 12 I | 172.9 | EA | 1
GTC318D | United States | USD | MOLD,CABLE TO GRD ROD,VER | 212.91 | EA | 1
LPS428 | United States | USD | POINT,SS,INDUSTRIAL STACK | 339.17 | EA | 1
SSCY6 | Europe | USD | MOLD SSCY6 | 212.91 | EA | 1
K221 | United States | USD | MOLD,KIT,GN STYLE,#4 SOL | 486.24 | EA | 1
LJCGG4L | United States | USD | MOLD,CABLE TO BUS/LUG,HOR | 212.91 | EA | 1
LJCFALY9 | Europe | USD | MOLD LJCFALY9 | 212.91 | EA | 1
GLCDE2ALP | United States | USD | MOLD,CABLE TO LUG,HORZ | 212.91 | EA | 1
RBB992B | United States | USD | MATERIAL,FILLER,GROUP | 46 | EA | 1
554344 | Asia | USD | CPI 50-200-12 | 22.29 | EA | 1
534029ABB09 | United States | USD | FLEXIBAR,ADV,10X32X1,ABB, | 164.77 | EA | 5
559696 | United States | USD | INS,3-1/4,3/8-16 X 5/8 | 7.87 | EA | 10
PBW32W00443LH | United States | USD | BOND KIT,IMPD SIDE,250 | 175.49 | EA | 1
CSB12SLVB | Asia | USD | #12 ZINC PLATED COPPER CRIMP SLEEVE | 62.21 | EA | 0
568612 | United States | USD | BUSBAR,MOUNTING,KIT | 48.55 | EA | 1
EDT248020R | United States | USD | ENHANCED TYPE 2, 480V, 20 | 168.49 | EA | 1
SSCY6C | Europe | USD | MOLD SSCY6C | 212.91 | EA | 1
HDPTD9J9F | United States | USD | MOLD,CABLE, HORZ THRU PAR | 451.38 | EA | 1
TSCSTP | United States | USD | TOOL,SET,CADWELD | 70.95 | EA | 1
EL36S5A | United States | USD | COUPLER,LENTON,STRAIGHT | 63.44 | EA | 1
534025 | United States | USD | FLEX ADV2MTC 4X32X1 | 168.76 | EA | 2
RBF50 | United States | USD | MATERIAL,FILLER,REBAR FER | 30.44 | EA | 1
BMKEMEM | United States | USD | MOLD,BUS BAR,HORZ TEE BAR | 966.13 | EA | 1
534014TRJ03 | United States | USD | FLEXIBAR,ADV,6X20X1,TRJ | 148.31 | EA | 1
CPC18HAL | United States | USD | MOLD,BUS TO GRD ROD, VERT | 212.91 | EA | 1
HDXBV3Q2Q | United States | USD | MOLD,CABLE,HORZ X LAPPED | 935.06 | EA | 1
47858020AEP | United States | USD | ROD,GRD,5/8,CU PLATED,15 | 68.77 | EA | 0
RJE562L | United States | USD | MOLD,CABLE TO REBAR,VERT | 596.26 | EA | 1
RBWS1500U | United States | USD | BASIN,POURING,#4/#5 STAND | 352.64 | EA | 1
TDX100C120/208 | United States | USD | PROTECTOR,SURGE,TDX100C,3 | 837.78 | EA | 1
WT2SIT1 | United States | USD | INSTALLATION, TOOL, | 356.95 | EA | 0
GLCCEY4 | Europe | USD | MOLD GLCCEY4 | 212.91 | EA | 1
SBGT1181V | United States | USD | ONE-SHOT,CABLE TO GRD ROD | 23.44 | EA | 6
SBB364M2 | United States | USD | GUARD,WHEEL | 139.16 | EA | 1
TAC1H2Q | United States | USD | MOLD,CABLE,HORZ TEE | 212.91 | EA | 1
EL3228P9ES | United States | USD | COUPLER,LENTON POSITION,# | 142.74 | EA | 1
534034RW08 | United States | USD | FLEXIBAR,ADV,6X40X1MM,RW, | 376.42 | EA | 1
INTCPTADBUTT | United States | USD | INTERCEPTOR,ADAPTER,MK3, | 179.61 | EA | 1
534047GE03 | United States | USD | FLEXIBAR,ADV,8X63X1,GE | 331.5 | EA | 1
SBS3086S48WT | United States | USD | BOND,TEMPORARY SIGNAL,3/1 | 92.31 | EA | 1
GLCEG2C | United States | USD | MOLD,CABLE TO LUG,HORZ | 212.91 | EA | 1
LPLC48058LG | United States | USD | FASTENER,LEAD,COVERED, | 104.39 | EA | 1
EGBA14215JJT | United States | USD | BAR,GRD BUS,1/4 X 2 X 15 | 153 | EA | 1
PGCY2Y1 | United States | USD | MOLD,CABLE, HORZ THRU PAR | 212.91 | EA | 1
545900 | United States | USD | PUNCH,HOLDER,6,5-9-11 | 404.03 | EA | 1
HDPTF3Q9K | United States | USD | MOLD,CABLE,HORZ THRU PARA | 507.28 | EA | 1
CSB18SLVB | Asia | USD | #18 ZINC PLATED COPPER CRIMP SLEEVE | 195.87 | EA | 100
CASST1E | United States | USD | MOLD,CABLE,HORZ SPLICE | 207.39 | EA | 1
GYR16Y8 | Europe | USD | MOLD GYR16Y8 | 289.29 | EA | 1
XLVSP1H | United States | USD | MOLD,CABLE TO VERT STL,45 | 274.63 | EA | 0
CAHCA1H | United States | USD | MOLD,CABLE TO HORZ STL,HO | 129.72 | EA | 1
FLXPLAM0094 | Asia | USD | 718-A57270-001 | 465.65 | EA | 1
RJE58Y5 | United States | USD | MOLD,CABLE TO REBAR,VERT | 596.26 | EA | 1
LPA224ST | United States | USD | POINT,AL,BLUNT,1/2 X 18IN | 10 | EA | 1
LECY3CAJ | Europe | USD | MOLD LECY3CAJ | 212.91 | EA | 1
VBCY8 | Europe | USD | MOLD VBCY8 | 212.91 | EA | 1
GT1142GPLUS | United States | USD | ONE-SHOT, CABLE TO GRD RO | 39.64 | EA | 6
LPA264 | United States | USD | POINT,AL,TUBULAR,5/8X18IN | 95.83 | EA | 1
716987 | United States | USD | DIE,CRIMP,RK-ML,120MM2, | 269.68 | EA | 1
CC5A04 | Europe | USD | COMP CABLE,76M,7 STRANDS | 521.81 | MT | 0
563322B | United States | USD | BRAID,CU,16MM2,BLK, | 1.45 | EA | 1
VSCY3 | Europe | USD | MOLD VSCY3 | 212.91 | EA | 1
LPC527 | United States | USD | SPLICE,CU,CAST,CABLE OR | 28.01 | EA | 1
615950 | United States | USD | ROD,GRD,5/8FX1.5M,CU BOND | 27.99 | EA | 5
TAC2V1L | United States | USD | MOLD,CABLE,HORZ TEE | 212.91 | EA | 1
LPC706 | United States | USD | GROUND ROD,CU,SOLID | 446.52 | EA | 1
LPC681 | United States | USD | RECEPTACLE,CU,AIRCRAFT | 365.25 | EA | 1
7000250S4 | United States | USD | CLAMP,PIPE,OFFSET,2 1/2IN | 181.21 | EA | 0
PB10CGEG | United States | USD | MOLD,BUS TO HORZ STL,TAP | 153.72 | EA | 1
PBK007 | United States | USD | KIT,HARDWARE,LUG,150# BET | 133.51 | EA | 50
POOLMESH3100 | United States | USD | MESH,GRD,3 FT X 100 FT, | 1310.12 | EA | 1
GLCDE9F | United States | USD | MOLD,CABLE TO LUG,HORZ SP | 212.91 | EA | 1
SSPD2P1M480 | Europe | USD | SSPD, TWO PHASE, SINGLE M | 376.65 | EA | 1
TAC3Q3QHQ | United States | USD | MOLD,CABLE,HORZ TEE,HYDRO | 212.91 | EA | 1
LPA30212 | United States | USD | BASE,CABLE,AND AIR TERMIN | 18.46 | EA | 1
548600 | United States | USD | INSULATOR,BUSBAR,ISO TP | 7.69 | EA | 25
GRCP200Y6 | United States | USD | MOLD,CABLE TO GRD ROD,VER | 212.91 | EA | 1
RCE521L | United States | USD | MOLD,CABLE TO REBAR,VERT | 596.26 | EA | 1
568672 | United States | USD | CONNECTOR 35 FOR EARTHING | 1.61 | EA | 10
CAHEA1V | United States | USD | MOLD,CABLE TO HORZ CAST I | 129.72 | EA | 1
716204 | Europe | USD | DRILLING TEMPL.ARAB 100LB | 379.91 | EA | 0
CAPCP2C1L | United States | USD | MOLD,CABLE,HORZ TAP PARAL | 233.95 | EA | 1
ERICORE023U | United States | USD | DOWNCONDUCTOR,LIGHTNING, | 3017.36 | EA | 1
ML542 | United States | USD | PIN,QUICK-WEDGE,#6 DRIVE | 115.68 | EA | 1
553080 | Asia | USD | BI-METAL SHEET 100 | 29.1 | EA | 10
XACY4Y3 | Europe | USD | MOLD XACY4Y3 | 212.91 | EA | 1
HDVSC2L | United States | USD | MOLD,CABLE TO VERT STL,45 | 212.91 | EA | 1
HSC8D | Europe | USD | MOLD HSC8D | 212.91 | EA | 1
EL57A2 | United States | USD | COUPLER,LENTON STANDARD,# | 48.85 | EA | 1
XBM2Q9F | United States | USD | MOLD,CABLE,HORZ X LAPPED | 649.88 | EA | 1
534527 | Asia | USD | IBS ADV 240-430-12 | 158.59 | EA | 2
563170 | Asia | USD | DISTRIBUTION KIT TR 250A | 164.23 | EA | 1
16P | Asia | USD | CADDY, CONDUIT CLIP | 103.55 | EA | 100
LPS424 | United States | USD | POINT,SS,INDUSTRIAL STACK | 193.23 | EA | 1
TDX100M480D | Asia | USD | PROTECTOR,SURGE,480V DELTA 3W+G,100KA/P | 1419.42 | EA | 1
LPC150500 | United States | USD | CABLE,CU,MINI SMOOTH | 3.4 | EA | 500
RBVA9095C | United States | USD | BASIN,POURING,#8 VERTICAL | 548.33 | EA | 1
PTC9F9F | United States | USD | MOLD,CABLE,HORZ THRU PARA | 212.91 | EA | 1
PTC2Q3Q | United States | USD | MOLD,CABLE,HORZ THRU PARA | 212.91 | EA | 1
PTC3D2GW | United States | USD | MOLD,CABLE, HORZ THRU PAR | 253.23 | EA | 1
534010DCI09 | United States | USD | FLEXIBAR,ADV,2X20X1MM, | 59.6 | EA | 1
LPP899GY | Europe | USD | ADHESIVE,ROOF,10.1OZ M1 | 26.89 | EA | 1
PQDM3300S120 | United States | USD | PQDM-6-1P-120V, | 1657.85 | EA | 1
SVC1V | United States | USD | MOLD,CABLE,VERT SPLICE | 212.91 | EA | 1
FLXPJW0001 | United States | USD | FLEXIBAR,ADV,10X63X1,JW | 525.71 | EA | 1
NDF182Q | United States | USD | MOLD,CABLE TO GRD ROD,HOR | 507.28 | EA | 1
SBB852A8C1G48 | United States | USD | CLAMP ASSY,SIGNAL MAST GR | 151.44 | EA | 1
LPC48534 | United States | USD | PLUG,CU,FOR 3/4-10 INSERT | 6.83 | EA | 1
LJCJG2Q | United States | USD | MOLD,CABLE TO BUS/LUG,HOR | 212.91 | EA | 1
ECM650 | United States | USD | CONNECTOR,LUG,CU,OFFSET T | 110.06 | EA | 0
PTD3A3A | United States | USD | MOLD,CABLE, HORZ THRU PAR | 451.38 | EA | 1
EL20CPPW | United States | USD | LENTON,PLUG,PLASTIC,#6, | 4.96 | EA | 25
560670 | United States | USD | SPACER M5X20 | 1.98 | EA | 100
LJCFALY4 | United States | USD | MOLD,CABLE TO BUS/LUG,HOR | 212.91 | EA | 1
PBW32S15WSRHB | United States | USD | BOND,WEB,STUB END W/SLV 4 | 50.07 | EA | 0
LPC30958 | Asia | USD | BASE,AIR TERMINAL,BR,5/8IN,ADHESIVE | 49.72 | EA | 1
TAC2V3Q | United States | USD | MOLD,CABLE,HORZ TEE | 212.91 | EA | 1
MBA07 | Europe | USD | MOLD,BLANK,4565 C PRICE | 128.29 | EA | 1
508011 | Asia | USD | FleXbus Cond., 360 mm?, 3,000 mm | 331.8 | EA | 1
A930W004 | Europe | USD | ANCHOR,EXPANSION,1/4X1 1/ | 1.86 | EA | 1
TAC2Q1E | United States | USD | MOLD,CABLE,HORZ TEE | 212.91 | EA | 1
TAC2Q2W | United States | USD | MOLD,CABLE,HORZ TEE | 212.91 | EA | 1
510160 | United States | USD | BRAID,CU,TINNED,25 M LG,3 | 10.4 | MR | 1
534431 | United States | USD | IBSB ADV 120-530-10 | 61.12 | EA | 2
PBC12W48B | United States | USD | BOND,RAIL C,250KCM RLAY | 37.05 | EA | 50
563820 | United States | USD | BLOCK,DISTRIBUTION,4POLE | 35.92 | EA | 1
TAC2B2Q | United States | USD | MOLD,CABLE,HORZ TEE | 212.91 | EA | 1
A928Q001 | United States | USD | NUT,THRD INSERT,NEO WELL- | 3.83 | EA | 1
LPC34058 | United States | USD | BASE,CU,CAST,STEEL MOUNT, | 37.63 | EA | 1
563604 | United States | USD | BRAID,SHUNT,INSULATED, | 8.77 | EA | 10
PBB101GH | United States | USD | LUG,CU,3/8 X 2 W/11/16 HO | 147.11 | EA | 0
SBNT1181LPLUS | United States | USD | ONE SHOT,#3 SOL THRU #6 | 18.57 | EA | 6
RDM532QW | United States | USD | MOLD,CABLE TO REBAR,HORZ | 690.2 | EA | 1
SSC2CW | United States | USD | MOLD,CABLE,HORZ SPLICE,W/ | 253.23 | EA | 1
SB20116 | United States | USD | BOND,CADWELD HF,3/16X9 3/ | 9.76 | EA | 100
RBS16R1 | United States | USD | BRACKET,MOUNTING,PLATE 16 | 6.3 | EA | 40
EL20P9EG | United States | USD | COUPLER,LENTON POSITION, | 88.91 | EA | 1
XLGTC161T | United States | USD | MOLD,CABLE TO GRD ROD,VER | 252.73 | EA | 1
HDGTD163QW | United States | USD | MOLD,CABLE TO GRD ROD,VER | 511.86 | EA | 1
B117A100 | United States | USD | DISK,STEEL,3/4 DIA,100 PC | 0.19 | EA | 100
PB71DS3QJH | United States | USD | MOLD,CABLE TO UC LUG,HORZ | 516.29 | EA | 1
508043 | United States | USD | BRAID,FLEXIBLE, | 1280.75 | EA | 1
PBW12W36B | United States | USD | BOND,JOINT,250 RLAY BARE | 73.95 | EA | 1
SBNX1161L | United States | USD | ONE-SHOT,CABLE TO GRD ROD | 15.37 | EA | 6
LPC404250 | United States | USD | CABLE, CU, CONCENTRIC, 19 | 14.56 | EA | 1
GTC169W | United States | USD | MOLD,CABLE TO GRD ROD,VER | 212.91 | EA | 1
PBC262H | United States | USD | BAR,CABLE CLAMP,FRONT POS | 150.05 | EA | 0
LAC2QEE | United States | USD | MOLD,CABLE TO BUS/LUG,HOR | 212.91 | EA | 1
ML5ES | United States | USD | COUPLER,QUICK-WEDGE,#5, E | 24.37 | EA | 25
XACY6CY4C | United States | USD | MOLD,CABLE,HORZ X SAME PL | 212.91 | EA | 1
EL28P9ES | United States | USD | COUPLER,LENTON POSITION,# | 115.86 | EA | 1
LK609 | United States | USD | DISK,SEALING,LENTON,INTER | 8.81 | EA | 1
553060 | Asia | USD | BUSBAR CLAMP FC 80X32 ZB | 14.2 | EA | 3
INTCPTSIIER1 | Europe | USD | ADAPTER, SII TO ER1 MAST | 98.73 | EA | 1
B3367 | United States | USD | GUARD,GRINDING WHEEL,FINI | 57.1 | EA | 1
540510RT02 | United States | USD | BAR,FLEXIBLE,MTO,10X24X1, | 52.68 | EA | 0
PTC2Q2LW | United States | USD | MOLD,CABLE,HORZ THRU PARA | 253.23 | EA | 1
EL28D6 | United States | USD | COUPLER,LENTON TERMINATOR | 16.47 | EA | 1
B1642Q | United States | USD | PLATE,GRD,4 HOLE NEMA,4/0 | 79.41 | EA | 0
EGBA38412GG | United States | USD | BAR,GRD BUS,3/8 X 4 X 12 | 162 | EA | 1
534409LAM03 | United States | USD | BRAID,SHUNT,INSUL,IBSB AD | 19.24 | EA | 1
LU32FT12D | United States | USD | LENTON ULTIMATE,FEMALE, | 26.85 | EA | 1
EGBA14418FFT | United States | USD | BAR,ASSY,GRD,BUS,1/4 X 4. | 252 | EA | 1
ECRCHM15LB | Europe | USD | SALT,MIX,CHEMICAL GRD ROD | 53.03 | EA | 1
715057 | United States | USD | CONTACT,DOUBLE,DSK19/14- | 13.45 | EA | 1
MBA19CCL | United States | USD | MOLD,BLANK,3 X 3 X 7 | 184.25 | EA | 1
SBTBCU412W2 | United States | USD | BOND KIT,BOOTLEG,3/16 X12 | 14.74 | EA | 100
508180 | United States | USD | COPPER, FLEXPLATE 50, | 48.55 | EA | 1
EGBD14336CC2QK | United States | USD | BUSBAR,GRD,CU,1/4X3X36,CC | 454 | EA | 1
HAAY1M | United States | USD | MOLD,CABLE TO HORZ STL,HO | 92.21 | EA | 1
DT17510R | Europe | USD | TYPE 1, 75V, 10 | 179.84 | EA | 1
LPS2855F5M | Europe | USD | ADAPTER,CU,SWIVEL,5/8IN | 63.7 | EA | 1
LJCJG2G | United States | USD | MOLD,CABLE TO BUS/LUG,HOR | 212.91 | EA | 1
PBW32J120RHB | United States | USD | BOND,WEB,STUB END,2/0 RLY | 61.59 | EA | 1
LECY6CAJ | United States | USD | MOLD,CABLE TO BUS/LUG,HOR | 212.91 | EA | 1
B101EEOL | United States | USD | LUG,CU,1/4 X 1 W/-19/16 H | 18.9 | EA | 10
LL16S1 | United States | USD | LENTON LOCK,S-SERIES, | 30.58 | EA | 1
VBC3H | United States | USD | MOLD,CABLE TO VERT STL,VE | 212.91 | EA | 1
EL32D14SS | United States | USD | ANCHOR,LENTON TERMINATOR, | 434.29 | EA | 8
HDPTC2G9FW | United States | USD | MOLD,CABLE,HORZ THRU PARA | 253.23 | EA | 1
534041STB03 | United States | USD | FLEXIBAR,ADV,8X50X1,STB | 263.72 | EA | 10
EGBA14412KK | United States | USD | BUSBAR,GRD,CU,1/4X4X12IN, | 150 | EA | 1
MS/PKGE | United States | USD | QUICK SALE | 1.12 | EA | 0
S2V50 | United States | USD | MOLD,MOLD,HV CABLE SPLICE | 433.55 | EA | 1
534026PDI42 | United States | USD | FLEXIBAR,ADV,5X32X1MM,PDI | 100.01 | EA | 10
GUV70185 | United States | USD | GRD ROD CLAMP,5/8-1 INCH | 34.06 | EA | 5
XBQ2Q2QL | United States | USD | MOLD,CABLE,HORZ X LAPPED, | 424.69 | EA | 1
TACY4Y4L | United States | USD | MOLD,CABLE,HORZ TEE | 231.1 | EA | 1
HDVVFY9 | United States | USD | MOLD,CABLE TO VERT STL,VE | 935.06 | EA | 1
563420 | Asia | USD | BRAID MBJ 70-300-12 | 19.08 | EA | 10
GTC169A | United States | USD | MOLD,CABLE TO GRD ROD,VER | 212.91 | EA | 1
B227AX | United States | USD | FRAME,ASSY,3X3X5 TO 8 | 150.4 | EA | 1
RHH581V | United States | USD | MOLD,CABLE TO REBAR,HORZ | 373.05 | EA | 1
ER12000SS | United States | USD | MAST,STEEL,STAINLESS 2M - | 1623.49 | EA | 1
LPA2842F5M | United States | USD | ADAPTER,AL,SWIVEL,1/2IN | 27.87 | EA | 1
TAC2P2F | United States | USD | MOLD,CABLE,HORZ TEE | 212.91 | EA | 1
DT230031R | Europe | USD | DIVERTER,TYPE 2, 300V, 31 | 319.95 | EA | 1
B135 | Asia | USD | MOULD,VERTICAL SURFACE SUPPORT | 118.33 | EA | 1
BXBR11 | United States | USD | BOX,BROWN | 1.98 | EA | 0
SPDS300120/240 | United States | USD | PROTECTOR,SURGE,TDX300S,1 | 3520.88 | EA | 1
EGBA14212SS | United States | USD | BAR,GRD BUS,1/4 X 2 X 12, | 102 | EA | 1
TCR3Q2Q | United States | USD | MOLD,CABLE,VERT TEE HORZ | 289.29 | EA | 1
LPC30238 | Asia | USD | BASE,CABLE,AND AIR TERMINAL BASE ASSY | 39.81 | EA | 1
FLXPLAM0023 | United States | USD | FLEXIBAR,ADV,8X32X1MM | 353.12 | EA | 1
RTC52Y5 | Europe | USD | MOLD RTC52Y5 | 212.91 | EA | 1
PTC3H2L | United States | USD | MOLD,CABLE, HORZ THRU PAR | 212.91 | EA | 1
HDXBV9H9H | United States | USD | MOLD,CABLE,HORZ X LAPPED | 935.06 | EA | 0
ALOFBRK | United States | USD | ALOF1GS MOUNTING ASSEMBLY | 243.85 | EA | 1
A238GC2S12RH | United States | USD | CLAMP,FENCE,4/0 X 12 IN | 253 | EA | 1
LPC559L | Europe | USD | CLAMP,CU,CAST,BNDG,UNIV | 36.59 | EA | 1
TAC2P1T | United States | USD | MOLD,CABLE,HORZ TEE | 212.91 | EA | 1
557290 | Asia | USD | BRAID, FTCB15-40 | 15.37 | MT | 1
EL28D6Q | United States | USD | ANCHOR,LENTON TERMINATOR, | 35.3 | EA | 1
LC28B12D | United States | USD | SLEEVE,B12 SERIES,28MM, | 152.15 | EA | 1
611370 | United States | USD | ROD,GRD,1/2X7 FT,CU BOND, | 32.29 | EA | 5
LPC246BST | United States | USD | POINT,CU,BLUNT BARE,5/8IN | 108.8 | EA | 1
534056ABB02 | United States | USD | FLEXIBAR, ADV, 6X100X1MM | 653.78 | EA | 1
534010RES01 | United States | USD | FLEXIBAR,ADV,2X20X1MM,RES | 101.86 | EA | 1
6158330 | Europe | USD | EARTH ROD,CU BOND,POINTED | 19.29 | EA | 5
DT27511R | Europe | USD | DIVERTER,TYPE 2, 75V, 11 | 239.62 | EA | 1
ZZLPCERT | United States | USD | CHARGE UL CERTIFICATION | 1.54 | EA | 0
GTC18Y0 | Europe | USD | MOLD GTC18Y0 | 212.91 | EA | 1
SBA144100 | United States | USD | CLIP ,RAIL,A=9.00, C=6.25 | 25.65 | EA | 1
534019 | United States | USD | FLEX ADV2MTC 5X24X1 | 149.2 | EA | 3
508102 | United States | USD | BRACKET, FLEXBUS, KIT, | 117.65 | EA | 1
TAC3D3D | United States | USD | MOLD,CABLE,HORZ TEE | 212.91 | EA | 1
EL12S13N | United States | USD | COUPLER,LENTON,S13,#4,12M | 33.08 | EA | 1
534032PMR03 | United States | USD | FLEXIBAR,ADV,4X40X1,PMR | 122.53 | EA | 10
554810 | Asia | USD | SLEEVE POLYAMIDE PDBS 20B | 2.33 | MT | 50
CMC18PAM | United States | USD | MOLD,BUS TO GRD ROD,VERT | 212.91 | EA | 1
715880SG01 | United States | USD | GROUND ROD,BLACK,POINTED, | 15.43 | EA | 1
508154 | Asia | USD | FleXbus Firestop Block FBB, 130 mm | 93.8 | EA | 12
VSC3A | United States | USD | MOLD,CABLE TO HORZ STL PI | 212.91 | EA | 1
CMCC120EAK | United States | USD | MOLD,BUS TO GRD ROD,VERT | 212.91 | EA | 1
SBTBB3412B | United States | USD | BOND KIT,BOOTLEG,3/16 12 | 7.82 | EA | 25
554431 | United States | USD | BRAID,SS,CPI 70-40 0-6-12 | 18.8 | EA | 50
534017 | Asia | USD | FLEX ADV2MTC 3X24X1 | 105.95 | EA | 3
PBW13S004030B | United States | USD | BOND,JOINT,ASSY,COMPRESS | 61.13 | EA | 1
TSF6A120V | United States | USD | FILTER, SURGE, 1PH, 120V | 335.18 | EA | 1
554324 | United States | USD | BRAID,EARTH,SS,35MM2,CPI | 20.83 | EA | 10
534402 | United States | USD | IBSB ADV 25-430-6 | 15.22 | EA | 10
EL36A12 | United States | USD | COUPLER,LENTON,A12,#11 | 50.66 | EA | 1
TDX200M120/208 | United States | USD | PROTECTOR,SURGE,TDX200M,3 | 2293.73 | EA | 1
EL36P8Q | United States | USD | COUPLER,LENTON,POSITION, | 208.48 | EA | 1
GCCP50CA | United States | USD | CLIP,RAIL,GLUE,ASSY,50MM | 14.96 | EA | 30
GPECNDM036T | United States | USD | ELECTRODE,GRD PLATE,1/8 X | 1618.37 | EA | 1
6334330 | United States | USD | EARTH ROD,CU BOND,THREAD | 32.91 | EA | 5
GTC181D | United States | USD | MOLD,CABLE TO GRD ROD, | 212.91 | EA | 1
508173 | Asia | USD | FleXbus Shear | 152.6 | EA | 1
VLCSFRHHQ | United States | USD | MOLD,CABLE TO VERT STL, | 212.91 | EA | 1
EDT255020R | United States | USD | ENHANCED TYPE 2, 550V,20 | 239.53 | EA | 1
EGBA14412AA1TD | United States | USD | BAR ASSY,GRD BUS,1/4X4X12 | 198 | EA | 1
534036ABBI03 | United States | USD | FLEXIBAR,ADV,10X40X1,ABBI | 322.83 | EA | 10
CAHCA1KB | United States | USD | MOLD,CABLE TO HORZ STL,HO | 129.72 | EA | 1
PB1000PLUSF80L | United States | USD | CADWELD PLUS WELD METAL | 108.8 | EA | 5
547920 | United States | USD | MOLD,MRR95D-SNCF | 40.69 | EA | 1
GLCCE1L | United States | USD | MOLD,CABLE TO LUG,HORZ SP | 212.91 | EA | 1
GCHSC1011 | Asia | USD | KIT,CLIP,GLUED RAIL TIE,10-11MM DIA | 239.12 | EA | 1
554407B | United States | USD | BRAID,SS,LUG,50MM2,BULK | 74.76 | EA | 50
CAHBA1G8M | United States | USD | MOLD,CABLE TO HORZ CAST I | 129.72 | EA | 1
LPC309L58 | United States | USD | BASE,CU,POINT,5/8 THRD | 63.08 | EA | 1
TACY2Y4 | Europe | USD | MOLD TACY2Y4 | 212.91 | EA | 1
EGBA14420LL | Europe | USD | GRD BAR ASSY,1/4INX4INX20 | 238 | EA | 1
VBC2QV6 | United States | USD | MOLD,CABLE TO VERT STL,VE | 212.91 | EA | 1
RDM52Y4 | United States | USD | MOLD,CABLE TO REBAR,HORZ | 649.88 | EA | 1
EL16A2NGV | United States | USD | COUPLER,LENTON,STANDARD, | 22.26 | EA | 1
EGBA14224HH | United States | USD | BAR,ASSY,GRD,BUS,1/4 X 2 | 186 | EA | 1
635880GAL01 | United States | USD | ROD,GRD,5/8X8,SEC,CU BOND | 33.73 | EA | 5
PLUSCU2BDKIT | United States | USD | CONTROLLER,KIT,CADWELD | 678.01 | EA | 1
PB13TP1L | United States | USD | MOLD,CABLE TO RAIL,HORZ T | 208.86 | EA | 1
B1612Q | Asia | USD | GROUND PLATE | 58.52 | EA | 1
CA45PLUSF33 | Europe | USD | WELDING MATERIAL, CADWELD | 10.66 | EA | 20
PB10SS2S | United States | USD | MOLD,CABLE,HORZ SPLICE | 153.72 | EA | 1
CAVST1KC | United States | USD | MOLD,CABLE TO VERT STL,45 | 207.39 | EA | 1
534047TSL02 | United States | USD | FLEXIBAR,ADV,8X63X1, TSL | 569.57 | EA | 10
EL16P14LSS | United States | USD | COUPLER,LENTON,POSITION, | 187.06 | EA | 1
549360 | United States | USD | BRACKET,SUPPORT,CABS 3/10 | 78.98 | EA | 1
534443PDI01 | United States | USD | BRAID,CU,ASSY,CUSTOM,1.26 | 38.34 | EA | 1
568669 | United States | USD | SUPPORT FOR ONE EARTHING | 1.05 | EA | 10
SVRY8Y7 | United States | USD | MOLD,CABLE,VERT SPLICE | 289.29 | EA | 1
B540A902 | United States | USD | BUSBAR,GRD,CU,1/4X6X36 IN | 287.27 | EA | 1
GRBATT1210T | United States | USD | BUSBAR,ASSY,CU,1/4X2X10, | 122.23 | EA | 100
534040SI03 | United States | USD | FLEXIBAR,ADV,6X50X1MM,SI, | 202.72 | EA | 10
LPC477BLK | United States | USD | COMPONENTS,CABLE PROTECT | 5.25 | EA | 0
EGBA14416CF | United States | USD | BAR,GRD BUS,1/4 X 4 X 16 | 194 | EA | 1
EL28D6SA0900 | United States | USD | COUPLER,LENTON,HEADED | 88.32 | EA | 1
EGBA38424CCT | United States | USD | BAR,GRD BUS,3/8 X 4 X 24 | 321.84 | EA | 1
RRH592C | United States | USD | MOLD/FRAME,CABLE TO REBAR | 373.05 | EA | 1
KXR10 | United States | USD | HANGER,CONDUIT,FLEXIBLE | 15.28 | EA | 10
PB50LA3SJK001 | United States | USD | MOLD,CABLE TO BUS/LUG, | 325.89 | EA | 1
A205 | United States | USD | CLIP,RAIL,1/2 DIA PARALLE | 10.42 | EA | 100
EP4X6 | United States | USD | COUPLER,ANCHOR,FORMSAVER | 21.34 | EA | 1
RBWS2401M | United States | USD | BASIN,POURING,#18 VARIABL | 373.23 | EA | 1
534019STK09 | United States | USD | FLEXIBAR,ADV,5X24X1MM,STK | 80.41 | EA | 10
HTCY5 | United States | USD | MOLD,CABLE TO HORZ STL,HO | 212.91 | EA | 1
TACY9Y0 | Europe | USD | MOLD TACY9Y0 | 212.91 | EA | 1
HSC3H | United States | USD | MOLD,CABLE TO HORZ STL,HO | 212.91 | EA | 1
RRC511T | United States | USD | MOLD,CABLE TO REBAR,HORZ | 212.91 | EA | 1
613412GAL01 | United States | USD | ROD,GRD,3/4X12,CU BONDED | 56.56 | EA | 5
ZCCSS24 | United States | USD | MOLD,CABLE,NO BUILD-UP | 212.91 | EA | 1
534022LAM14 | United States | USD | FLEXIBAR,ADV,10X24X1,LAM, | 530.01 | EA | 10
534020FW01 | United States | USD | FLEXIBAR,ADV,6X24X1MM,FW, | 225.86 | EA | 25
VSC1VV1 | United States | USD | MOLD,CABLE TO VERT STL,45 | 212.91 | EA | 1
RBW73914V | United States | USD | INSTALLATION KIT,EQUIP,#1 | 1536.46 | EA | 1
SBB200100 | United States | USD | MOLD,PAIR,WEB BOND, 3/16X | 148.62 | EA | 1
GFC2EDBG | United States | USD | MOLD,CABLE TO GRD ROD,HOR | 212.91 | EA | 1
LPC34938 | United States | USD | BASE,POINT,CU,SS MT | 166.17 | EA | 1
EL12CPPW | United States | USD | LENTON,PLUG,PLASTIC,#4, | 4.59 | EA | 25
549310 | Asia | USD | BAR SUP CABS 4/5 TN 400 | 79.28 | EA | 1
LK420 | United States | USD | CUP,GRADUATED,MEASURING | 41.72 | EA | 1
MBD07 | United States | USD | MOLD,BLANK,400500 V PRICE | 451.38 | EA | 1
GYE162B | United States | USD | MOLD,CABLE TO GRD ROD,VER | 596.26 | EA | 1
ERICORE110T | United States | USD | DOWNCONDUCTOR,LIGHTNING, | 15691.041 | EA | 1
561780 | Asia | USD | METAL SPACER M6 X 30 | 1.11 | EA | 25
ECRH102C4U | United States | USD | GROUND ROD,ASSY,KIT,10FT, | 2104.45 | EA | 1
VVC1VV2 | United States | USD | MOLD,CABLE TO VERT STL,VE | 212.91 | EA | 1
VVR2L | United States | USD | MOLD,CABLE TO VERT STL,VE | 289.29 | EA | 1
EL28SASA2400 | United States | USD | COUPLER,LENTON,SASA,DBL | 116.79 | EA | 1
TACY6Y5 | United States | USD | MOLD,CABLE,HORZ TEE | 212.91 | EA | 1
150PLUSF20 | United States | USD | CADWELD PLUS,#150,F20 | 27.72 | EA | 10
FLXPLAM0089 | Asia | USD | 718-A57244-001 | 392.73 | EA | 1
PTCY7Y7 | United States | USD | MOLD,CABLE, HORZ THRU PAR | 212.91 | EA | 1
LJCEALY5 | Europe | USD | MOLD LJCEALY5 | 212.91 | EA | 1
633450GAL01 | United States | USD | ROD,GRD,3/4X5,CU BONDED | 41.28 | EA | 5
LL12B1 | United States | USD | COUPLER,BOLTED,12MM #4 | 34.42 | EA | 1
GFCP1201V | United States | USD | MOLD,CABLE TO GRD ROD,HOR | 212.91 | EA | 1
SVR3Q | United States | USD | MOLD,CABLE,VERT SPLICE | 289.29 | EA | 1
BACEAL | United States | USD | MOLD,BUS BAR,HORZ SPLICE | 212.91 | EA | 1
635800SG01 | United States | USD | GROUND ROD,COPPERBONDED, | 28.97 | EA | 5
GUYKIT4M/GRIP | Asia | USD | GUYKIT 4M V.HEIGHT WITH W.R.GRIPS | 891.06 | EA | 1
B295X51Z56 | United States | USD | LABEL,ADHESIVE,TYPE 2 | 86.03 | EA | 0
B577C1N28.25 | United States | USD | JUMPER,SUBASSY,W/TERMINAL | 6.2 | EA | 0
557320 | Asia | USD | BRAID, FTCB15-70 | 26.27 | MT | 25
GRC161K | United States | USD | MOLD,CABLE TO GRD ROD,VER | 212.91 | EA | 1
RJC541Y | United States | USD | MOLD,CABLE TO REBAR,VERT | 212.91 | EA | 1
LPC5966 | United States | USD | CLAMP,PIPE,U-BOLT | 89.02 | EA | 1
LPA31212 | United States | USD | BASE,AL,STRAP 1/2IN POINT | 48.54 | EA | 1
HDVVRSD | United States | USD | MOLD,CABLE TO VERT STL,VE | 289.29 | EA | 1
XLTAC2Q2Q | United States | USD | MOLD,CABLE,HORZ TEE | 252.73 | EA | 1
PTC3D2G | United States | USD | MOLD,CABLE,HORZ THRU | 212.91 | EA | 1
545690 | United States | USD | BUSBAR,HYDRAULIC,CUTTER | 8044.27 | EA | 1
HVC31CU | United States | USD | MOLD,STUD TO VERT STL | 212.91 | EA | 1
PTCY6W3 | Europe | USD | MOLD PTCY6W3 | 212.91 | EA | 1
RB45SC23075RHM | United States | USD | BASIN,POURING,#18 45 DEG | 854.52 | EA | 1
RCE522L | United States | USD | MOLD,CABLE TO REBAR,VERT | 596.26 | EA | 1
TACY6CY2C | United States | USD | MOLD,CABLE,HORZ TEE | 212.91 | EA | 1
XBZ3D2Q | United States | USD | MOLD,CABLE,HORZ X LAPPED | 610.58 | EA | 1
B2700HC72T | United States | USD | STRIP,BUS,ASSY,72 LG,TINN | 173.43 | EA | 1
CNC16EAL | United States | USD | MOLD,BUS TO GRD ROD,VERT | 212.91 | EA | 1
LPC209BST66 | United States | USD | POINT,CU,BLUNT BARE,3/8IN | 72.21 | EA | 1
EGBA14836NN | United States | USD | BAR,GRD BUS,1/4 X 8 X 36 | 648 | EA | 1
562127 | United States | USD | IBST 50-388-10 | 9.89 | EA | 10
GRC161E | United States | USD | MOLD,CABLE TO GRD ROD,VER | 212.91 | EA | 1
ESBP6 | United States | USD | CONNECTOR,SPLIT BOLT,DUAL | 4.42 | EA | 100
GYF18Y8 | Europe | USD | MOLD GYF18Y8 | 507.28 | EA | 1
B323AX | Europe | USD | FRAME,ASSY,HOLD DOWN | 49.74 | EA | 0.5
PGCY5Y5 | Europe | USD | MOLD PGCY5Y5 | 212.91 | EA | 1
XACY9Y4 | Europe | USD | MOLD XACY9Y4 | 212.91 | EA | 1
GYR16W3 | Europe | USD | MOLD GYR16W3 | 289.29 | EA | 1
EGBK14412QQT | United States | USD | BUSBAR,GRD,CU,1/4X4X12,QQ | 90.63 | EA | 1
RBW7396V | United States | USD | INSTALLATION KIT,EQUIP,#6 | 1536.46 | EA | 1
PB20LS2QEG | United States | USD | MOLD,CABLE TO BUS/LUG,HOR | 153.72 | EA | 1
VFC1TV2.50 | United States | USD | MOLD,CABLE TO VERT STL,VE | 212.91 | EA | 1
GLCCEY4 | United States | USD | MOLD,CABLE TO LUG,HORZ SP | 212.91 | EA | 1
T331 | United States | USD | TRAY,TOOL,LABELED AND BOX | 152.82 | EA | 1
534032PMR06 | United States | USD | FLEXIBAR,ADV,4X40X1,PMR | 109.24 | EA | 10
LPA527 | United States | USD | SPLICE,AL,CAST,CABLE, | 14.61 | EA | 1
PQDM3331S277 | United States | USD | PQDM-10-1P-277V, FSPM3331 | 3966.2 | EA | 1
RBT81012H | United States | USD | SPLICE,KIT,#8 CADWELD -2 | 191.6 | EA | 1
SBT382BWPH | United States | USD | PUNCH,BOND REMOVAL, | 111.79 | EA | 1
EL2016SA | United States | USD | COUPLER,LENTON,SA,#5 TRAN | 22.9 | EA | 1
EPGC1436X6 | United States | USD | PERIMETER,GRD,90DEG BEND | 57.78 | EA | 0
EGBA14218HHT | United States | USD | BAR,GRD BUS,1/4 X 2 X 18 | 180 | EA | 1
RBT1891 | United States | USD | SPLICE,KIT,#18 CADWELD T- | 408.98 | EA | 1
EL794ACFBOX | United States | USD | PLATE,FORM SAVER,#4,CLIPP | 0.44 | EA | 1
XLTWR107A3 | United States | USD | MOLD,BUS BAR,HORZ BUTTON | 289.29 | EA | 1
GYE149F | United States | USD | MOLD,CABLE TO GRD ROD,VER | 596.26 | EA | 1
S429F4P16 | United States | USD | SLEEVE,CU,.799IDX.839ODX1 | 4.44 | EA | 25
PTC2C1T | United States | USD | MOLD,CABLE, HORZ THRU PAR | 212.91 | EA | 1
GLCCE1Y | United States | USD | MOLD,CABLE TO LUG,HORZ SP | 212.91 | EA | 1
LPC532L | United States | USD | PLATE,CU,CAST,BONDING | 59.67 | EA | 1
TLR2C2C | United States | USD | MOLD,CABLE,VERT TEE VERT | 289.29 | EA | 1
EGBA14220BE | United States | USD | BAR ASSY,GRD BUS,1/4 X 2 | 158 | EA | 1
GRC18Y1 | United States | USD | MOLD,CABLE TO GRD ROD,VER | 212.91 | EA | 1
ELFG20CA | United States | USD | LENTON,BAR END GAGE,FIELD | 154.53 | EA | 1
HCA1V3.50 | United States | USD | MOLD,CABLE TO HORZ STL,HO | 129.72 | EA | 1
PBM103E | United States | USD | CLAMP,ASSY,WELDER FOR T6 | 150.05 | EA | 0
TAC3D2P | United States | USD | MOLD,CABLE,HORZ TEE | 212.91 | EA | 1
ML5G | United States | USD | COUPLER,QUICK-WEDGE,#5,GA | 37.34 | EA | 1
NDR182G | United States | USD | MOLD,CABLE TO GRD ROD,HOR | 289.29 | EA | 1
TAC9D9J | United States | USD | MOLD,CABLE,HORZ TEE | 212.91 | EA | 1
LPC662CTO | United States | USD | ROD,CU,THREADED,1/2IN DIA | 8.5 | EA | 1
TAC8D1T | United States | USD | MOLD,CABLE,HORZ TEE | 212.91 | EA | 1
HDHTC2Q | United States | USD | MOLD,CABLE TO HORZ STL,HO | 212.91 | EA | 1
LPS225 | United States | USD | POINT,SS,1/2IN X 24IN | 36.73 | EA | 1
VBC1TV8C | United States | USD | MOLD,CABLE TO VERT STL,VE | 212.91 | EA | 1
LPC171LCTO | United States | USD | STRIP,CU,SOFT,TINNED, | 22.78 | EA | 1
534036GE16 | United States | USD | FLEXIBAR,ADV,10X40X1MM,GE | 254.23 | EA | 10
B103JH001 | United States | USD | LUG,CU,1/2X2X3,11/16 HOLE | 47.23 | EA | 10
EHL58C1V1V | United States | USD | HAMMERLOCK, 2 HOLE, CU, | 23.81 | EA | 25
XBZ3Q9H | United States | USD | MOLD,CABLE,HORZ X LAPPED | 610.58 | EA | 1
CAGTP161V | United States | USD | MOLD,CABLE TO GRD ROD,VER | 233.95 | EA | 1
EGBA14428CC | United States | USD | BAR,GRD BUS,1/4 X 4 X 28 | 326 | EA | 1
534006 | Asia | USD | FLEX ADV2MTC 2X15,5X0,8 | 71.11 | EA | 4
LPA30412 | Asia | USD | PLATE,STAMPED,AIR TERMINAL | 22.81 | EA | 0
EHL12FC1K1K | United States | USD | CONNECTOR,COMPRESSION,CU, | 43.31 | EA | 25
PTCY8Y5 | Europe | USD | MOLD PTCY8Y5 | 212.91 | EA | 1
RBWS1547C | United States | USD | BASIN,POURING,#8 STD. HOR | 266.54 | EA | 1
GTC312V | United States | USD | MOLD,CABLE TO GRD ROD,VER | 212.91 | EA | 1
XBM2Q2QHQM | United States | USD | MOLD,CABLE,HORZ X LAPPED | 441.88 | EA | 1
631380FS01 | United States | USD | ROD,GRD,1/2X2400MM,CU BON | 31.78 | EA | 5
RBW708 | United States | USD | FRAME,VARIABLE ANGLED,SID | 336.3 | EA | 1
PCC2Q1Q | United States | USD | MOLD,CABLE,HORZ TAP | 212.91 | EA | 1
534031PHM02 | United States | USD | FLEXIBAR,ADV,3X40X1MM,PHM | 200.24 | EA | 1
XB3Y8Y4 | United States | USD | MOLD,CABLE,HORZ X LAPPED | 466.79 | EA | 1
RJC521H | United States | USD | MOLD,CABLE TO REBAR,VERT | 212.91 | EA | 1
LPC513 | Europe | USD | SPLICE,CU,CABLE,STRAIGHT | 43.78 | EA | 1
RBF270 | United States | USD | MATERIAL,FILLER,REBAR FER | 109.62 | EA | 1
SBTBS3330B | United States | USD | BOND,SWITCH,3/16 BARE 30 | 12.79 | EA | 0
LJC2G008 | United States | USD | MOLD,CABLE TO BUS/LUG,HOR | 212.91 | EA | 1
EGBA14240EET | United States | USD | BAR,GRD BUS,1/4X2X40 IN | 387 | EA | 1
613480 | United States | USD | ROD,GRD,3/4X8,CU BONDED | 61.88 | EA | 5
HDVBC2G | United States | USD | MOLD,CABLE TO VERT STL,VE | 212.91 | EA | 1
PB10SS2S2Q | United States | USD | MOLD,CABLE,HORZ SPLICE | 208.86 | EA | 1
HDTAD3Q3Q | United States | USD | MOLD,CABLE,HORZ TEE | 451.38 | EA | 1
POOLMESH250 | United States | USD | MESH,GRD,2 FT X 50 FT, | 520.58 | EA | 1
SB03GW116 | United States | USD | MOLD,CABLE TO GRD ROD,HOR | 113.61 | EA | 1
HDGTC169F | United States | USD | MOLD,CABLE TO GRD ROD,VER | 212.91 | EA | 1
VSC8DV21C | United States | USD | MOLD,CABLE TO VERT STL,45 | 212.91 | EA | 1
DSD50M745DC | United States | USD | REPLACEMENT MODULE, 745VD | 104.39 | EA | 1
FLXPABB0059 | United States | USD | FLEXIBAR,ADV,10X32X1,ABB | 177.777 | EA | 1
LJCEALY6 | Europe | USD | MOLD LJCEALY6 | 212.91 | EA | 1
PQDM3320S120 | United States | USD | PQDM-8-1P-120V, | 1431.17 | EA | 1
EGBA12824NN | United States | USD | BAR,GRD BUS,1/2 X 8 X 24 | 636 | EA | 1
PHR1T1T | United States | USD | MOLD,CABLE, VERT THRU PAR | 289.29 | EA | 1
534042MJP01 | United States | USD | FLEXIBAR,ADV,10X50X1,MJP | 454.17 | EA | 1
TAC2N2N | Europe | USD | MOLD TAC2N2N | 212.91 | EA | 1
XLPTC2G2F | United States | USD | MOLD,CABLE, HORZ THRU PAR | 715.08 | EA | 1
SBTBJU412CWPW2 | United States | USD | KIT,BOND,JUMPER,3/16 SIG, | 17.56 | EA | 100
HVC14 | United States | USD | MOLD,STUD TO VERT STL | 212.91 | EA | 1
548630 | Asia | USD | ISO TP 70M16 | 17.1 | EA | 10
EGBA14416CCT | United States | USD | BAR,GRD BUS,1/4 X 4 X 16 | 226 | EA | 1
EL16D16 | United States | USD | COUPLER,LENTON,TERMINATOR | 8.09 | EA | 1
CA45PLUSF33 | United States | USD | CADWELD PLUS,#45,F33 | 10.66 | EA | 20
VSC1H | United States | USD | MOLD,CABLE TO VERT STL,45 | 212.91 | EA | 1
PBB2172J00160 | United States | USD | BOND,STUB END,2/0 RLAY 60 | 178.68 | EA | 1
XLGYR162G | United States | USD | MOLD,CABLE TO GRD ROD,VER | 289.29 | EA | 1
A811J20F33 | United States | USD | STRIP,CU,20GA X 12 WIDE | 3926.85 | EA | 1
EL28P9Q | United States | USD | COUPLER,LENTON,POSITION, | 123.93 | EA | 1
TDX400S277/480 | United States | USD | PROTECTOR, SURGE, TDX400S | 5030.84 | EA | 1
PTCW3W3 | United States | USD | MOLD,CABLE,HORZ THRU PARA | 212.91 | EA | 1
EL25CPPW | United States | USD | LENTON,PLUG,PLASTIC,#8 | 4.98 | EA | 25
NX1161VPLUS | United States | USD | ONE-SHOT,CABLE TO GRD ROD | 30.43 | EA | 6
TERMDUALCOUP | Asia | USD | COUPLER,ERICORE,DUAL | 1969.94 | EA | 1
RCE55Y4 | United States | USD | MOLD,CABLE TO REBAR,VERT | 596.26 | EA | 1
BX10X8X8.5 | United States | USD | BOX,PATTERN LOGO,COMPANY | 2.31 | EA | 0
XLXBQ2Q2QW | United States | USD | MOLD,CABLE,HORZ X LAPPED, | 1021.15 | EA | 1
CAHCA1TC | United States | USD | MOLD,CABLE TO HORZ STL,HO | 129.72 | EA | 0
TAC3Q2L | United States | USD | MOLD,CABLE,HORZ TEE | 212.91 | EA | 1
TACY4Y4 | Europe | USD | MOLD TACY4Y4 | 212.91 | EA | 1
BMDCAMCAM | United States | USD | MOLD,BUS BAR,HORZ TEE BAR | 451.38 | EA | 0
534033PMR03 | United States | USD | FLEXIBAR,ADV,5X40X1, PMR | 135.45 | EA | 10
534031PMR05 | United States | USD | FLEXIBAR,ADV,3X40X1,PMR | 81.03 | EA | 10
SBTBT7F | United States | USD | WELDER,BOND,3/16 & 3/4 TA | 395.17 | EA | 1
LAC3QJH | United States | USD | MOLD,CABLE TO BUS/LUG,HOR | 212.91 | EA | 1
C104B | United States | USD | FIXTURE ASSY,CLAMP,BENCH | 945.24 | EA | 1
SX40SSY1002 | United States | USD | MOLD,CABLE,HORZ SPLICE | 966.13 | EA | 1
LPC302M16 | United States | USD | BASE,CABLE,AND AIR TERMIN | 36.73 | EA | 1
RBW7391418V | United States | USD | KIT,INSTALLATION,CADWELD, | 1536.46 | EA | 1
534034GE42 | United States | USD | FLEXIBAR,ADV,6X40X1MM,GE, | 305.16 | EA | 10
534018ABB22 | United States | USD | FLEXIBAR,ADV,4X24X1MM,ABB | 128.06 | EA | 1
534016L3M | United States | USD | FLEXIBAR,ADV,2X24X1MM,3M | 128.55 | EA | 1
VSC2GV8C | United States | USD | MOLD,CABLE TO VERT STL,45 | 212.91 | EA | 1
LPA66418 | United States | USD | CONNECTION,THRU,ROOF,W/PV | 140.73 | EA | 1
GYE189G | United States | USD | MOLD,CABLE TO GRD ROD,VER | 596.26 | EA | 1
VAC2Q | United States | USD | MOLD,CABLE TO VERT STL HO | 212.91 | EA | 1
ZCCSS28 | United States | USD | MOLD,28MM DIA CONC,NO | 212.91 | EA | 1
DEPRS23299D | Asia | USD | PROTECTOR, DATA, EQUIP, RS232,DB9 | 112.66 | EA | 1
RBHSB177550M | United States | USD | BASIN,POURING,#18 HORIZ S | 625.81 | EA | 1
TAC3Q9B | United States | USD | MOLD,CABLE,HORZ TEE | 212.91 | EA | 1
FLXPLAM0064 | United States | USD | FLEXIBAR,ADV,2X15.5X0.8MM | 167.19 | EA | 1
SSCY8 | Europe | USD | MOLD SSCY8 | 212.91 | EA | 1
GTC16Y1 | United States | USD | MOLD,CABLE TO GRD ROD,VER | 212.91 | EA | 1
534034ARZ22 | United States | USD | FLEXIBAR,ADV,6X40X1MM,ARZ | 451.34 | EA | 10
LPC31438 | United States | USD | BASE,CU,STRAP 3/8IN POINT | 48.35 | EA | 1
XACY5Y5 | United States | USD | MOLD,CABLE,HORZ X SAME PL | 212.91 | EA | 1
LPC810 | Asia | USD | SPLICE,CU,CAST,CABLE OR WIRE,MINI,COMBI | 2.98 | EA | 1
RDH572L | United States | USD | MOLD,CABLE TO REBAR, | 373.05 | EA | 1
PB71LS3B001M | United States | USD | MOLD,CABLE,TO BUS/LUG,HO | 516.29 | EA | 1
534036ABBI10 | United States | USD | FLEXIBAR,ADV,10X40X1,ABBI | 142.44 | EA | 1
NCR161T | United States | USD | MOLD,CABLE TO GRD ROD,HOR | 289.29 | EA | 1
548680 | United States | USD | INSULATOR,BUSBAR,ISO TP | 21.36 | EA | 10
LPC319L38 | United States | USD | BASE,CU,PNT,3/8 THRD,CAST | 67.06 | EA | 1
B399BM | United States | USD | FRAME,ASSY,2 IN MINI EZ | 516.25 | EA | 1
GYE152G | United States | USD | MOLD,CABLE TO GRD ROD,VER | 596.26 | EA | 1
SB20136B | United States | USD | BOND,CADWELD TAB,3/16X7 1 | 4.11 | EA | 20
SPDM200240D | United States | USD | PQI, TDX200M240D | 5188.49 | EA | 1
FLXPHDQ0007 | United States | USD | FLEXIBAR,ADV,10X100X1,HDQ | 605.89 | EA | 1
LACS5CE | United States | USD | MOLD,CABLE TO BUS/LUG,HOR | 212.91 | EA | 1
182003 | United States | USD | CAT48HPE-INS, 75 MM | 15.47 | EA | 25
FDS21 | United States | USD | PROTECTOR,DIN MOUNT SURGE | 223.94 | EA | 1
EL12A2MG | United States | USD | COUPLER,LENTON STANDARD,# | 22.34 | EA | 1
GTC181E | United States | USD | MOLD,CABLE TO GRD ROD,VER | 212.91 | EA | 1
5579500482 | United States | USD | RAIL,DIN,CUT INTO 482MM | 146.25 | EA | 1
LK611 | United States | USD | DISK,SEALING,LENTON,INTER | 8.81 | EA | 1
SBTBCU48B | United States | USD | BOND,BOOTLEG,3/16 X 1 IN | 5.93 | EA | 20
CASST1351H | United States | USD | MOLD,CABLE,HORZ SPLICE | 207.39 | EA | 1
TACW3Y4 | United States | USD | MOLD,CABLE,HORZ TEE | 212.91 | EA | 1
65 | United States | USD | WELD METAL,CADWELD,F20 | 12.72 | EA | 20
A804A15M24 | United States | USD | CABLE,CU,INSULATED, MED | 3121.84 | EA | 1
PTC9F9FW | United States | USD | MOLD,CABLE,HORZ THRU PARA | 253.23 | EA | 1
PBW2GRH | United States | USD | MOLD,RAIL,CABLE HORZ TO W | 104.16 | EA | 1
PTC2Q3QW | United States | USD | MOLD,CABLE,HORZ THRU PARA | 253.23 | EA | 1
ESBP4/0 | Asia | USD | CONNECTOR,SPLIT BOLT,DUAL | 16.42 | EA | 25
B2700A11A | United States | USD | INSULATOR,SLV,BLACK,AAR T | 3.47 | EA | 100
PBWX7LH | United States | USD | MOLD,BOND,FIELD MADE BOND | 89.69 | EA | 1
RCE572Q | United States | USD | MOLD,CABLE TO REBAR,VERT | 596.26 | EA | 1
HDXAD2Q2Q | United States | USD | MOLD,CABLE,HORZ X SAME PL | 451.38 | EA | 1
558920 | United States | USD | FLEXIBAR BENDING TOOL | 1161.23 | EA | 1
A12816A5 | United States | USD | ROD,SAMPLE,6 IN LONG,5/8 | 7.33 | EA | 1
LPC677 | United States | USD | STRAP,CU,CABLE TO PIPE | 123.64 | EA | 1
LAC4LGG | United States | USD | MOLD,CABLE TO BUS/LUG,HOR | 212.91 | EA | 1
LPC309L58 | Europe | USD | BASE,CU,POINT,5/8 THRD | 63.08 | EA | 1
MBNUPCJ240 | United States | USD | MESH BONDING NETWORK,UNIV | 79.92 | EA | 25
615812SG01 | United States | USD | ROD,GRD,5/8X12,CU BONDED, | 42 | EA | 5
HDTACT2 | United States | USD | MOLD,CABLE,HORZ TEE | 207.39 | EA | 1
GTT161L | United States | USD | MOLD,CABLE TO GRD ROD,VER | 207.39 | EA | 1
505650 | United States | USD | BUSBAR,SPECIAL,C11000 CU, | 130.73 | EA | 1
568661 | Asia | USD | BAR,EARTH,60 TERMINAL | 40.83 | EA | 25
VSC2QV1.25 | United States | USD | MOLD,CABLE TO VERT STL,45 | 212.91 | EA | 1
S1030 | United States | USD | EXTENSION,BAR,COMPONENT,T | 5.07 | EA | 1
SBK218Y | United States | USD | BOND,BOOTLEG,3/16,Y SHAPE | 224.95 | EA | 1
LPC501 | Asia | USD | SPLICE,CU,STAMPED,CABLE, TEE | 5.48 | EA | 0
GTC313H | United States | USD | MOLD,CABLE TO GRD ROD, | 212.91 | EA | 1
GRB1210 | United States | USD | BUSBAR,ASSY,1/4 X 2 X 10, | 27.32 | EA | 100
XACY8Y8 | United States | USD | MOLD,CABLE,HORZ X SAME PL | 212.91 | EA | 1
534029 | United States | USD | FLEX ADV2MTC 10X32X1 | 403.32 | EA | 2
RDH56Y5 | United States | USD | MOLD,CABLE TO REBAR,HORZ | 373.05 | EA | 1
GTC332L | United States | USD | MOLD,CABLE TO GRD ROD,VER | 212.91 | EA | 1
EL32S4A | United States | USD | COUPLER,LENTON,STRAIGHT, | 55.07 | EA | 1
RCE521T | United States | USD | MOLD,CABLE TO REBAR,VERT | 596.26 | EA | 1
VBC2GV8 | United States | USD | MOLD,CABLE TO VERT STL,VE | 212.91 | EA | 1
RBWS1467D | United States | USD | BASIN,POURING,#9 STANDARD | 233.68 | EA | 1
EL32CPPW | United States | USD | LENTON,PLUG,PLASTIC,#10, | 5.13 | EA | 25
534021 | Asia | USD | FLEX ADV2MTC 8X24X1 | 237.54 | EA | 3
HDC1 | Asia | USD | CLAMP,GRD ROD,STL BRZ,HEAVY DUTY | 19.72 | EA | 0
LPC456 | United States | USD | CLAMP,CU,BARE HANDRAIL, | 84.74 | EA | 1
FLXPLAM0101 | United States | USD | FLEXIBAR,ADV,2X15.5X0.8MM | 319.04 | EA | 1
B141A | United States | USD | SHIM,CU,.013 X 3 IN X 1 1 | 2.53 | EA | 50
RBVA9095J | United States | USD | BASIN,POURING,#14 VERTICA | 548.33 | EA | 1
534010ABB06 | United States | USD | FLEXIBAR,ADV,2X20X1MM,ABB | 41.51 | EA | 10
HDTAD3Q5T | United States | USD | MOLD,CABLE,HORZ TEE | 451.38 | EA | 1
PLUSCU1 | Europe | USD | IGNITOR,CONTROL UNIT CADW | 285.79 | EA | 1
LPC305L12 | United States | USD | BASE,CU,HORZ/VERT MOUNT, | 67.67 | EA | 1
VVC1G | United States | USD | MOLD,CABLE TO VERT STL, | 212.91 | EA | 1
633450FS01 | United States | USD | ROD,GRD,3/4X1500MM,CU BON | 34.28 | EA | 5
HDTAC2G1V | United States | USD | MOLD,CABLE,HORZ SPLICE | 212.91 | EA | 1
ACXLB973A1 | United States | USD | BAFFLE,ASSY,4 IN | 150.05 | EA | 0
LPS815 | Europe | USD | CLAMP,SEAM,STANDING,SS | 9.07 | EA | 25
534038ABB02 | United States | USD | FLEXIBAR,ADV,4X50X1MM,ABB | 104.17 | EA | 10
B30123 | United States | USD | COVER,MOLD,1 3/4 X 4 | 90.2 | EA | 0
MBE17 | United States | USD | MOLD,BLANK,90115 E PRICE | 596.26 | EA | 1
LPC796L | United States | USD | CLAMP,KIT,ROD TO TAPE | 1.7 | EA | 1
MBA11 | Europe | USD | MOLD,BLANK,90115 C PRICE | 158.19 | EA | 0.5
FLXPHDQ0003 | United States | USD | FLEXIBAR,ADV,10X80X1,HDQ, | 606 | EA | 1
CAHAA1LB | United States | USD | MOLD,CABLE TO HORZ STL,HO | 129.72 | EA | 1
SBB2516A | United States | USD | COVER ASSY,MOLD,T6/T7 | 18.01 | EA | 0
TDX100M347/600 | Asia | USD | TDX,IIMP 12KA,3PH 4W+G | 855.95 | EA | 1
GTC182Q | Europe | USD | MOLD GTC182Q | 212.91 | EA | 1
GYR162C | United States | USD | MOLD,CABLE TO GRD ROD,VER | 289.29 | EA | 1
EL32CFF | United States | USD | PROTECTOR,LENTON,STEEL | 4.48 | EA | 25
VSC9FV3C | United States | USD | MOLD,CABLE TO VERT STL,45 | 212.91 | EA | 1
EGBC14308LLT | United States | USD | BAR,GRD BUS,1/4 X 3 X 8LG | 88 | EA | 1
TACD7R6 | United States | USD | MOLD,CABLE,HORZ TEE | 212.91 | EA | 1
PCC2Q2Q | United States | USD | MOLD,CABLE, HORZ TAP PARA | 212.91 | EA | 1
EL10SA12 | United States | USD | COUPLER,LENTON,FORM SAVER | 29.2 | EA | 1
LK25D | United States | USD | COUPLER,LENTON INTERLOK | 65.56 | EA | 1
PBWY8002LH | United States | USD | MOLD,CABLE,WEB BOND TO WE | 113.92 | EA | 1
EL38P9N | United States | USD | COUPLER,LENTON,P9 38MM | 81.24 | EA | 1
EST4630 | Asia | USD | TESTER,GROUND RESISTANCE 300FT , 2,3 ,4P | 4661.4 | EA | 1
TDX300S120/240 | United States | USD | PROTECTOR,SURGE,TDX300S | 3372.29 | EA | 1
EGBA12424CCT | United States | USD | BAR,GRD BUS,1/2 X 4 X 24 | 478.59 | EA | 1
SPDC200277/480 | United States | USD | PROTECTOR,SURGE,TDX200C,3 | 4785.65 | EA | 1
EGBA144144LL | United States | USD | BAR,GRD BUS,1/4 X 4 X 144 | 1638 | EA | 1
568679 | Asia | USD | EARTHING & NEUTRAL BUSBAR 12 OUTPUTS G/Y | 6.89 | EA | 15
VBC9CV3C | United States | USD | MOLD,CABLE TO VERT STL,VE | 212.91 | EA | 1
RJE562QM | United States | USD | MOLD,CABLE TO REBAR,VERT | 431.58 | EA | 1
S3899 | United States | USD | SLEEVE,HARD AL | 0.33 | EA | 0
534019LAM06 | United States | USD | FLEXIBAR,ADV,5X24X1MM,LAM | 159.72 | EA | 1
LPS2832F2M | United States | USD | ADAPTER,SS,SWIVEL,1/2IN | 63.7 | EA | 1
LPC271CTO | United States | USD | ROD,CU,SOLID EXTENSION,3/ | 28.16 | EA | 1
PQC160-240V-D | United States | USD | SES160B240D | 1522.57 | EA | 1
FC078DH | Asia | USD | DUAL-HOLE FENCE CLAMP, 2.5"IPS, #4 SOL | 71.69 | EA | 1
B864A1 | United States | USD | BOTTLE,MODIFIED,OPENER | 5.27 | EA | 50
558595 | Asia | USD | IBSHY 32-830-6-10 | 28.02 | EA | 12
ERICORE003U | United States | USD | DOWNCONDUCTOR,LIGHTNING, | 393.57 | EA | 1
PBCT9S6 | United States | USD | WELDER,C BOND,3/0 | 667.93 | EA | 1
FRP4.6MBLACK | United States | USD | MAST,SUPPORT,4.6M FRP,60M | 1593.79 | EA | 1
SIMBASE2840 | Asia | USD | SI MAST SQUARE BASE | 222.61 | EA | 1
TAC3D2V | United States | USD | MOLD,CABLE,HORZ TEE | 212.91 | EA | 1
HDPTC3Q2CW | United States | USD | MOLD,CABLE, HORZ THRU PAR | 253.23 | EA | 1
LECV1CAJ | United States | USD | MOLD,CABLE TO BUS/LUG,HOR | 212.91 | EA | 1
VFC1KV2.5 | United States | USD | MOLD,CABLE TO VERT STL,VE | 212.91 | EA | 1
545896 | Asia | USD | 18-20 EJECTION STOP | 37.56 | EA | 1
RWR53Y3 | United States | USD | MOLD,CABLE TO REBAR,VERT | 289.29 | EA | 1
811350 | United States | USD | GROUND ROD,GALV,POINTED, | 20.21 | EA | 10
PBWT202W | United States | USD | WELDER ASSY,RAIL,PAIR,250 | 681.22 | EA | 1
615853 | United States | USD | ROD,GRD,5/8X5,CU BONDED | 32.43 | EA | 5
EGBA14207BF | United States | USD | BAR ASSY,GRD BUS,1/4 X 2 | 67 | EA | 1
815800 | Europe | USD | GROUND ROD,GALV,POINTED, | 39.54 | EA | 5
PHR2G2GW | United States | USD | MOLD,CABLE, VERT THRU PAR | 329.61 | EA | 1
PCC1L1L | United States | USD | MOLD,CABLE, HORZ TAP PARA | 212.91 | EA | 1
EGBA142120JJ | United States | USD | BAR,GRD BUS,1/4 X 2 X 120 | 885 | EA | 1
PTCS1S1 | United States | USD | MOLD,CABLE, HORZ THRU PAR | 212.91 | EA | 1
561173 | United States | USD | BLOCK,POWER,SBF2C630AL | 82.78 | EA | 1
TACY8W3 | Europe | USD | MOLD TACY8W3 | 212.91 | EA | 1
553570 | Asia | USD | SPACER CLAMP FS 40-63 | 21.18 | EA | 10
LPC050IN0100.0 | United States | USD | CABLE,CU,SMOOTH WEAVE, | 2744.53 | EA | 1
TDS11002SR560 | United States | USD | DIVERTER, TD, 560V, 100KA | 245.51 | EA | 1
RBW26810 | United States | USD | SLEEVE,SPEED,#10 | 25.66 | EA | 1
503720 | United States | USD | BRAID,CU,TINNED,100 M LG, | 9.07 | MR | 1
551020 | Asia | USD | BUSBAR SUPPORT UBS 4/5 T | 192.55 | EA | 1
EPCF20 | United States | USD | GROUNDING,CABLE,ASSY CROW | 665.51 | EA | 1
GYJ169H | United States | USD | MOLD,CABLE TO GRD ROD,VER | 882.44 | EA | 1
LPC424 | United States | USD | POINT,CU,BARE,INDUSTRIAL | 220.54 | EA | 1
TFD2Q2Q | United States | USD | MOLD,CABLE,HORZ TEE MULT | 451.38 | EA | 1
VLC2LRH | United States | USD | MOLD,CABLE TO VERT STL, | 212.91 | EA | 1
RJC531L | United States | USD | MOLD,CABLE TO REBAR,VERT | 212.91 | EA | 1
LAC4PEG | United States | USD | MOLD,CABLE TO BUS/LUG,HOR | 212.91 | EA | 1
GRT14A1L | United States | USD | MOLD,CABLE TO GRD ROD,VER | 207.39 | EA | 1
RBT5101 | United States | USD | SPLICE,KIT,#5 CADWELD T-S | 159.38 | EA | 1
27301002 | United States | USD | ROD GUIDE,SS 304 | 3.03 | EA | 100
PCCY5Y5 | Europe | USD | MOLD PCCY5Y5 | 212.91 | EA | 1
508191 | Asia | USD | FleXbus HCBC Clamp, 80 mm x 140 mm | 101.4 | EA | 1
RBHSB14065J | United States | USD | BASIN,POURING,#14 HORIZ. | 570.44 | EA | 1
PB20TA2G1H | United States | USD | MOLD,CABLE,HORZ TEE | 153.72 | EA | 1
DT135030R | United States | USD | DIVERTER,TYPE 1, 350V, 30 | 421.47 | EA | 1
HSC9F | United States | USD | MOLD,CABLE TO HORZ STL,HO | 212.91 | EA | 1
EPT1225 | United States | USD | COUPLER,MACHINED,COPPER W | 54.54 | EA | 1
EGBA38308NN | United States | USD | BAR,GRD BUS,3/8 X 3 X 08 | 96 | EA | 0
EGBB14230EET | United States | USD | BAR,ASSY,GRD,1/4 X 2 X 30 | 284 | EA | 1
LPC34712 | United States | USD | BASE,CU,CAST,HALF SADDLE, | 75.78 | EA | 1
S1V29M | United States | USD | MOLD,HV CABLE SPLICE,HORZ | 295.18 | EA | 1
EGBA38424BBT | United States | USD | BUSBAR,GRD,CU,3/8X4X24,BB | 245.11 | EA | 1
560800 | Asia | USD | CAP NUTS CAPN5 - M5 | 0.51 | EA | 100
CAVHP1T | United States | USD | MOLD,CABLE,TO VERT CAST I | 233.95 | EA | 1
ERICORE060U | United States | USD | DOWNCONDUCTOR,LIGHTNING, | 7871.34 | EA | 1
534060ABB06 | United States | USD | FLEXIBAR,ADV,10X120X1,ABB | 716.6 | EA | 1
TAC4Y2C | United States | USD | MOLD,CABLE HORZ TEE | 212.91 | EA | 1
563612 | United States | USD | BRAID,SHUNT,INSULATED, | 5.63 | EA | 10
PQDM3100S277 | United States | USD | PQDM-4-1P-277V, FSPM3100S | 2699.05 | EA | 1
PBB374S6C132 | United States | USD | BOND,IMPD CENTER LEAD,14. | 279.87 | EA | 1
TERMLUGCOUP | Asia | USD | COUPLING,TERMINAL LUG,MK3 | 167.09 | EA | 1
EL36SASA2300 | United States | USD | COUPLER,LENTON,SASA,DBL | 133.88 | EA | 1
FLXPIR0002 | United States | USD | FLEXIBAR,ADV,3X20X1MM,IR, | 150.48 | EA | 1
TAC1T1T | United States | USD | MOLD,CABLE HORZ TEE | 212.91 | EA | 1
S1V43 | United States | USD | MOLD,HV CABLE SPLICE,HORZ | 443.8 | EA | 1
GTCP160Y5 | United States | USD | MOLD,CABLE TO GRD ROD,VER | 212.91 | EA | 1
FRP2MBLACK | United States | USD | MAST,SUPPORT,2M FRP,60MM | 751.87 | EA | 1
RRH572GM | United States | USD | MOLD,CABLE TO REBAR,HORZ | 284.59 | EA | 1
LPC246ST | United States | USD | POINT,CU,BLUNT,5/8IN X | 183.84 | EA | 1
TGBA29L18PT | United States | USD | BAR ASSY,GRD BUS,1/4X2X29 | 279 | EA | 1
B544A018 | United States | USD | BAR ASSY,GRD,W/INSUL & BR | 114.79 | EA | 1
MBNC240 | United States | USD | CONNECTOR,MESH BONDING | 25.1 | EA | 25
RRA541V | United States | USD | MOLD,CABLE TO REBAR,HORZ | 129.72 | EA | 1
CAA817A12 | United States | USD | BOND,STRAP,JUMPER,CU,1/16 | 14.06 | EA | 1
LACY5EAK | Europe | USD | MOLD LACY5EAK | 212.91 | EA | 1
EL25SASA6000 | United States | USD | COUPLER,LENTON,SASA,DBL | 201.39 | EA | 1
CAHBA1T10 | United States | USD | MOLD,CABLE,TO HORZ CAST I | 129.72 | EA | 1
RCE541H | United States | USD | MOLD,CABLE TO REBAR,VERT | 596.26 | EA | 1
T320 | Asia | USD | FLINT IGNITOR | 18.21 | EA | 10
NDR181V | United States | USD | MOLD,CABLE TO GRD ROD,HOR | 289.29 | EA | 1
VBC9FV3 | United States | USD | MOLD,CABLE TO VERT STL,VE | 212.91 | EA | 1
CAHBA1V10 | United States | USD | MOLD,CABLE TO HORZ CAST I | 129.72 | EA | 1
RRC51Y4 | United States | USD | MOLD,CABLE TO REBAR,HORZ | 212.91 | EA | 1
E1TERMOS | United States | USD | DRUM,DOWNCONDUCTOR,ERICOR | 405.46 | EA | 1
LPA30212 | Europe | USD | BASE,CABLE,AND AIR TERMIN | 18.46 | EA | 1
553230 | United States | USD | CLAMP,BUSBAR,BC 63 | 40.9 | EA | 4
VFC1KV6 | United States | USD | MOLD,CABLE TO VERT STL,VE | 212.91 | EA | 1
GBJGT182QR1 | United States | USD | MOLD,GRD ROD TO ROD/RECEP | 882.44 | EA | 1
XBQ9F2G | United States | USD | MOLD,CABLE,HORZ X LAPPED | 406.5 | EA | 1
HSC2Q4 | United States | USD | MOLD,CABLE TO HORZ STL,HO | 212.91 | EA | 1
EGBA14460GG | United States | USD | BAR,GRD BUS,1/4 X 4 X 60 | 687 | EA | 1
GNR162C | United States | USD | MOLD,CABLE TO GRD ROD,VER | 289.29 | EA | 1
562149ADV | United States | USD | BRAID,SHUNT,INSULATED, | 5.61 | EA | 250
B158 | Europe | USD | CHAIN,LINK,MASTER 20 IN | 28.63 | EA | 1
559685 | United States | USD | INS,2-1/8,5/8-11 X 5/8 | 5.45 | EA | 25
CR5880 | United States | USD | COUPLER,GRD ROD,BRZ,W/5/8 | 17.77 | EA | 25
558304ADV | United States | USD | IBSBADV 25-407-6 E&I | 7.08 | EA | 100
LPC32738 | United States | USD | BASE,CU,STRAP,TILE ROOF, | 124.66 | EA | 1
553440 | United States | USD | CONNECTOR,BUSBAR,CABLE TO | 4.44 | EA | 15
LK8 | United States | USD | COUPLER,LENTON INTERLOK,# | 65.56 | EA | 1
B854A1 | United States | USD | MOLD,SUPPORT,ASS'Y FOR TY | 464.47 | EA | 0
EL20A12 | United States | USD | COUPLER,LENTON,A12,#6 | 19.79 | EA | 1
GTC152C | United States | USD | MOLD,CABLE TO GRD ROD,VER | 212.91 | EA | 1
534053RW21 | United States | USD | FLEXIBAR,ADV,10X80X1,RW | 427.64 | EA | 1
CAVHT1H | United States | USD | MOLD,CABLE TO VERT CAST I | 207.39 | EA | 1
LJCPALY0 | United States | USD | MOLD,CABLE TO BUS/LUG,HOR | 212.91 | EA | 1
GTP331L | United States | USD | MOLD,CABLE TO GRD ROD,VER | 233.95 | EA | 1
XACT3 | Europe | USD | MOLD XACT3 | 212.91 | EA | 1
RBW65511A | United States | USD | SLEEVE,CADWELD,LOW SLIP # | 100.25 | EA | 1
B323AX | United States | USD | FRAME,ASSY,HOLD DOWN | 49.74 | EA | 1
EL25D6SA1200 | United States | USD | COUPLER,LENTON,SA HEAD, | 137.6 | EA | 1
LPC120250LES | United States | USD | CABLE,CU,SMOOTH WEAVE,NO | 4.43 | EA | 250
GYR161H | United States | USD | MOLD,CABLE TO GRD ROD,VER | 289.29 | EA | 1
CAHAA2GB | United States | USD | MOLD,CABLE TO HORZ STL,HO | 129.72 | EA | 1
CAHBA1L20 | United States | USD | MOLD,CABLE TO HORZ CAST I | 129.72 | EA | 1
B140K | United States | USD | SHIM,CU,.013 X 1 1/2 IN X | 6.89 | EA | 50
A929B036 | United States | USD | WASHER,LOCK,5/8,18-8SSTL | 0.91 | EA | 1
PB10VN1HRH | United States | USD | MOLD,CABLE TO VERT STL,HO | 208.86 | EA | 1
534525 | United States | USD | IBS ADV 185-1030-10 | 228.43 | EA | 2
LPC55312 | United States | USD | BASE,STAMPED,AND CAP ASSE | 28.13 | EA | 1
XLXBQ2Q2QWS | United States | USD | MOLD,CABLE,HORZ X LAPPED, | 1021.15 | EA | 1
534026AMX02 | United States | USD | FLEXIBAR,ADV,5X32X1,AMX | 111.33 | EA | 10
VFR9DV3 | United States | USD | MOLD,CABLE TO VERT STL,VE | 289.29 | EA | 1
GRC14Y5 | Europe | USD | MOLD GRC14Y5 | 212.91 | EA | 1
555536 | United States | USD | BRAID,CU,TINNED,CUSTOM, | 18.24 | EA | 1
508064 | Asia | USD | FleXbus Cond., 1,810 mm?, 6,000 mm | 2393.46 | EA | 1
XBM2G2GHQ | United States | USD | MOLD,CABLE,HORZ X LAPPED | 649.88 | EA | 1
LPC62412 | United States | USD | ADAPTER,CU,THRU-ROOF, | 78.83 | EA | 1
VNC2GRH1.25 | United States | USD | MOLD,CABLE TO VERT STL,HO | 212.91 | EA | 1
EL10S4 | United States | USD | COUPLER,LENTON,STRAIGHT, | 30.26 | EA | 1
XLB972A1 | United States | USD | BAFFLE,ASSY,3 INCH | 451.81 | EA | 1
EGBF14418LL | United States | USD | BUSBAR,GRD,CU,1/4X4X18,LL | 282 | EA | 1
PTC1Q1Q | United States | USD | MOLD,CABLE, HORZ THRU PAR | 212.91 | EA | 1
MS/PLAS | United States | USD | QUICK SALE | 1.33 | EA | 0
508193 | Asia | USD | FleXbus HCBC Clamp, 120 mm x 180 mm | 109.57 | EA | 1
TDX50C347/600 | Asia | USD | PROTECTOR,SURGE,TDX50C,3P,347/600V,4W+G, | 619.18 | EA | 0
PB20LEC120PAL | United States | USD | MOLD,CABLE TO BUS/LUG,HOR | 153.72 | EA | 1
VVR2QV3C | United States | USD | MOLD,CABLE TO VERT STL,VE | 289.29 | EA | 1
ELFG50T | United States | USD | LENTON,BAR END GAGE,FIELD | 564.12 | EA | 1
CRC16002 | United States | USD | MOLD,BUS TO GRD ROD,VERT | 212.91 | EA | 1
RAC2L | United States | USD | MOLD,GRD ROD TO RECEPTACL | 212.91 | EA | 1
LPC29638 | Asia | USD | TERMINAL,AIR,EXTENSION,PARAPET OFFSET | 67.54 | EA | 1
SCB5002A | United States | USD | WELD METAL,CADWELD RAIL S | 53.47 | EA | 10
534034GE16 | United States | USD | FLEXIBAR,ADV,6X40X1MM,GE, | 210.85 | EA | 10
LJCAG1V | United States | USD | MOLD,CABLE TO BUS/LUG,HOR | 212.91 | EA | 1
534046 | Asia | USD | FLEX ADV2MTC 6X63X1 | 557.43 | EA | 1
RBW117D | United States | USD | CLAMP,PACKING,HORIZONTAL | 464.28 | EA | 1
568720 | United States | USD | EARTHBAR EBD26AL | 3.59 | EA | 10
569150 | United States | USD | BLOCK,SINGLE POLE,DISTRIB | 2.78 | EA | 25
B852A8C1G72 | United States | USD | STRAP ASSY,SIGNAL MAST | 131.02 | EA | 1
LPC418 | United States | USD | POINT,CU,BARE,INDUSTRIAL | 357.21 | EA | 1
CA65 | United States | USD | WELD METAL,ALLOY,F33 CATH | 12.6 | EA | 20
GFC142C | United States | USD | MOLD,CABLE TO GRD ROD,HOR | 212.91 | EA | 1
RBF105 | United States | USD | MATERIAL,FILLER,REBAR FER | 52.83 | EA | 1
HDPTD2V2Q | United States | USD | MOLD,CABLE,HORZ THRU PARA | 451.38 | EA | 1
FJ2G36 | United States | USD | JUMPER,SWAGED,2/0 CONC 36 | 87.36 | EA | 1
LPC2942F5M | Asia | USD | COUPLER,CU,1/2" FEMALE TO 5/8" MALE | 20.94 | EA | 1
RDH581H | United States | USD | MOLD,CABLE TO REBAR,HORZ | 373.05 | EA | 1
FLXPLAM0062 | United States | USD | FLEXIBAR,ADV,2X15.5X0.8MM | 184.3 | EA | 1
LPA557 | United States | USD | CLAMP,AL,CAST,BONDING, | 41.63 | EA | 1
B165 | United States | USD | RECEPTACLE,GRD,AIRCRAFT,4 | 180.09 | EA | 1
LPC128CTO | United States | USD | CABLE,CU,SMOOTH WEAVE,24 | 7.93 | EA | 1
GYE222Q | United States | USD | MOLD,CABLE TO GRD ROD,VER | 596.26 | EA | 1
SVRY8 | Europe | USD | MOLD SVRY8 | 289.29 | EA | 1
TAC3X2Q | United States | USD | MOLD,CABLE,HORZ TEE | 212.91 | EA | 1
CAHBA1K4 | United States | USD | MOLD,CABLE TO HORZ CAST I | 129.72 | EA | 1
GTD183DHQ | United States | USD | MOLD,CABLE TO GRD ROD,VER | 451.38 | EA | 1
RDM522G | United States | USD | MOLD,CABLE TO REBAR,HORZ | 649.88 | EA | 1
569200 | United States | USD | UD400J | 10.14 | EA | 10
TACSJSJ | United States | USD | MOLD,CABLE,HORZ TEE | 212.91 | EA | 1
EL28A2GV | United States | USD | COUPLER,LENTON,STANDARD, | 139.67 | EA | 1
VBC1G | United States | USD | MOLD,CABLE TO VERT STL,VE | 212.91 | EA | 1
285009L2 | United States | USD | KIT,FLEXIBAR,LAM FUJI 1.6 | 643.157 | EA | 10
SSCY62Q | United States | USD | MOLD,CABLE,HORZ SPLICE | 212.91 | EA | 1
RBT8101A | United States | USD | SLEEVE,CADWELD,#8 T-SERIE | 73.63 | EA | 1
CUGRDEMOKIT | United States | USD | KIT,DEMO,GROUNDING | 554.02 | EA | 1
SBRT36100177P | United States | USD | TOOL,STRIP,PURCHASED | 154.58 | EA | 1
VSC1B | United States | USD | MOLD,CABLE TO VERT STL,45 | 212.91 | EA | 1
B117C | Asia | USD | DISKS, MOULD NO.S 150-500, WELDMETAL | 0.13 | EA | 1
CAHCA1L | United States | USD | MOLD,CABLE TO HORZ STL, | 129.72 | EA | 1
RDH551G | United States | USD | MOLD,CABLE TO REBAR,HORZ | 373.05 | EA | 1
EL50TA2SS | United States | USD | COUPLER,LENTON,STANDARD, | 389.31 | EA | 1
LPC30558H | Europe | USD | BASE,CU,HORZ MOUNT,5/8 IN | 44.21 | EA | 1
GYR161T | United States | USD | MOLD,CABLE TO GRD ROD,VER | 289.29 | EA | 1
LPG36158 | United States | USD | BRACE,ADHESIVE MOUNT, | 154.72 | EA | 1
TAC9F9B | United States | USD | MOLD,CABLE,HORZ TEE | 212.91 | EA | 1
22128P | United States | USD | WHEEL,SLOTTED,1/8X6 | 42.39 | EA | 1
553450 | United States | USD | CONNECTOR,CLIP,M6 12X4 ZB | 1.88 | EA | 20
553210 | United States | USD | CLAMP,BUSBAR,BC 40 | 29.35 | EA | 8
T328D | Asia | USD | DISK,KIT,STEEL DISK,3/4 | 21.34 | EA | 1
563400 | United States | USD | BRAID,PREFAB,300X28X2.5MM | 14.82 | EA | 10
EDT215010R | United States | USD | ENHANCED TYPE 2, 150V,10 | 127.2 | EA | 1
EGBA38412CC | United States | USD | BAR,GRD,BUS,3/8 X 4 X 12 | 162 | EA | 1
WT2SS45 | United States | USD | RECEPTOR, SOCKET, 45MM | 22.78 | EA | 1
TACA8A8 | United States | USD | MOLD,CABLE,HORZ TE | 212.91 | EA | 1
WTBREC40XLET1 | United States | USD | RECEPTOR,TIP, | 98.27 | EA | 50
GTC223Q | United States | USD | MOLD,CABLE TO GRD ROD,VER | 212.91 | EA | 1
CAFSA1L | United States | USD | MOLD,BUS TO VERT STL,HORZ | 129.72 | EA | 1
ERICORE015U | United States | USD | DOWNCONDUCTOR,LIGHTNING, | 1839.12 | EA | 1
CAFCA1V14 | United States | USD | MOLD,CABLE,TO HORZ C.I.PI | 129.72 | EA | 1
569252 | United States | USD | UD400112AL | 21.28 | EA | 1
LPC482LG | United States | USD | FASTENER,CU,BARE 2-BOLT | 63.25 | EA | 1
LPC30212V | United States | USD | BASE,CABLE,AND AIR TERMIN | 41.82 | EA | 1
LPC34558 | United States | USD | BASE,CU,CAST,RIDGE, | 67.69 | EA | 1
LAC9FEEW | United States | USD | MOLD,CABLE TO BUS/LUG,HOR | 233.07 | EA | 1
HSCY7 | United States | USD | MOLD,CABLE TO HORZ STL,HO | 212.91 | EA | 1
ML5PKG26 | United States | USD | PACKAGE,PIN,QUICK-WEDGE,# | 60.67 | EA | 1
RBT5101HB | United States | USD | MATERIAL,FILLER,#5 T-SERI | 32.96 | EA | 1
RBW65510HA | United States | USD | SLEEVE,CADWELD,LOW SLIP # | 94.84 | EA | 1
TDS1301TR240 | Asia | USD | DIVERTER,TD,240V,30KA | 183.34 | EA | 1
GLCDES7 | United States | USD | MOLD,CABLE TO LUG,HORZ SP | 212.91 | EA | 1
LPC245 | Asia | USD | POINT,CU,5/8IN X 24IN NICKEL PLATED | 129.51 | EA | 1
GTC18Y7 | Europe | USD | MOLD GTC18Y7 | 212.91 | EA | 1
715127 | United States | USD | LUG,CABLE,PKS 240/12-H | 41.47 | EA | 1
FLXPLAM0107 | Asia | USD | 718-A57279-001 | 311.91 | EA | 1
HSC2C | United States | USD | MOLD,CABLE TO HORZ STL,HO | 212.91 | EA | 1
GRT181GM | United States | USD | MOLD,CABLE TO GRD ROD,VER | 139.13 | EA | 1
LPA34358 | United States | USD | BASE,AL,STRAP,OFFSET, | 45.05 | EA | 1
614400 | United States | USD | ROD,GRD,1X10,CU BONDED | 338.24 | EA | 3
563616 | Asia | USD | BRAID MBJYG 16-300-8 , Y/G INSULATED | 9.94 | EA | 10
IP900C | United States | USD | INSPECTION PIT,CONCRETE, | 74.13 | EA | 1
534026PDI35 | United States | USD | FLEXIBAR,ADV,5X32X1MM,PDI | 133.86 | EA | 10
568700 | United States | USD | CONNECTOR,FLEXIBAR,100MM | 11.71 | EA | 3
LPC467X1 | United States | USD | CONNECTION,CU,EMBEDDED | 232.45 | EA | 1
PVT2750M | Europe | USD | PV MODULE, 750VDC | 73.06 | EA | 1
534039ABB04 | United States | USD | FLEXIBAR,ADV,5X50X1,ABB | 107.42 | EA | 10
GYE181VM | United States | USD | MOLD,CABLE TO GRD ROD,VER | 431.58 | EA | 1
VTD3QHQ | United States | USD | MOLD,CABLE TO VERT STL,HO | 451.38 | EA | 1
B295X51Z65 | United States | USD | LABEL,ADHESIVE,TYPE 2 | 86.03 | EA | 0
508193 | United States | USD | CLAMP, | 109.57 | EA | 1
548580 | Asia | USD | ISO TP 50M8 | 6.1 | EA | 25
CBSC14 | United States | USD | CU-BONDED STL COND,100M, | 1052.42 | EA | 1
ECRV122L4D | United States | USD | GROUND ROD,ASSY,KIT,12 FT | 1901.32 | EA | 1
GBJGR182CR1 | United States | USD | MOLD,GRD ROD TO ROD/RECEP | 882.44 | EA | 1
534056RW28 | United States | USD | FLEXIBAR,ADV,6X100X1MM,RW | 415.73 | EA | 10
SBA124100 | United States | USD | CLIP,CONCRETE TIE,A=7.75, | 24.3 | EA | 20
A930W004 | Asia | USD | ANCHOR,EXPANSION,1/4X1-1/4,SS,DRIVE-IN-T | 1.86 | EA | 1
SSC8G | United States | USD | MOLD,CABLE,HORZ SPLICE | 212.91 | EA | 1
SBB2516APR | United States | USD | COVER ASSY,MOLD,T6/T7,PAI | 40.6 | EA | 1
LK97GV | United States | USD | LENTON INTERLOK,HDG, | 102.65 | EA | 1
B364H2 | United States | USD | CASTING,FINISHED,INBOARD | 68.86 | EA | 0
PTDY9Y9 | Europe | USD | MOLD PTDY9Y9 | 451.38 | EA | 1
556770 | Asia | USD | BRAID MBJ 35-100-10 | 5.24 | EA | 10
PBWX401LH | United States | USD | MOLD,CABLE,WEB BOND TO WE | 133.1 | EA | 1
SBGR1141G | United States | USD | ONE-SHOT,CABLE TO GRD ROD | 16.75 | EA | 6
VVR2QV8 | United States | USD | MOLD,CABLE TO VERT STL,VE | 289.29 | EA | 1
534039TR01 | United States | USD | FLEXIBAR,ADV,5X50X1,TR | 67.72 | EA | 10
B102EGOL | United States | USD | LUG,CU,1/4 X 1-1/2 W/2-9/ | 42.68 | EA | 10
558234ADV | United States | USD | IBSBADV 100-330-10 E&I | 16.52 | EA | 100
SK205I | Asia | USD | STRUT CLIP | 249.54 | EA | 50
534022 | United States | USD | FLEX ADV2MTC 10X24X1 | 294.77 | EA | 3
VSC2CV6 | United States | USD | MOLD,CABLE TO VERT STL,45 | 212.91 | EA | 1
VBC9E | United States | USD | MOLD,CABLE TO VERT STL,VE | 212.91 | EA | 1
EGBA14336NN | United States | USD | BAR,GRD BUS,1/4 X 3 X 36 | 342 | EA | 1
545895 | United States | USD | KIT,STOP,EJECTION,SHORT 6 | 37.56 | EA | 1
RRH60Y6 | United States | USD | MOLD,CABLE TO REBAR,HORZ | 373.05 | EA | 1
GYP18010M | United States | USD | MOLD,CABLE TO GRD ROD,VER | 158.37 | EA | 1
FLXPLAM0093 | Asia | USD | 718-A57269-001 | 332.48 | EA | 1
552070 | United States | USD | BUSBAR,SUPPORT RCBS 1/10T | 129.44 | EA | 1
561700 | United States | USD | METAL SPACER M5 X 35 | 1.11 | EA | 25
LKRJALY3 | Europe | USD | MOLD LKRJALY3 | 289.29 | EA | 1
CSP1BNC90 | Europe | USD | COAX SURGE PROTECTOR,90V, | 126.51 | EA | 1
TACY5Y3 | United States | USD | MOLD,CABLE,HORZ TEE | 212.91 | EA | 1
XLYRF4P001RHS | United States | USD | MOLD,CABLE,HORZ Y 20 DEG | 602.4 | EA | 1
RBB592B | United States | USD | MATERIAL,FILLER,GROUP | 29.8 | EA | 1
534423 | United States | USD | IBSB ADV 100-430-8-10 | 41.62 | EA | 10
HCA1L1.50 | United States | USD | MOLD,CABLE TO HORZ STL,HO | 129.72 | EA | 1
CAHEA1L6 | United States | USD | MOLD,CABLE TO HORZ CAST I | 129.72 | EA | 1
GYF183Q | United States | USD | MOLD,CABLE TO GRD ROD,VER | 507.28 | EA | 1
MHMJ036A01200AA | United States | USD | MESH,GRD,3 FT X 100FT NO | 1437.11 | EA | 1
556940 | United States | USD | BRAID,PREFAB,500X15X1.5MM | 8.55 | EA | 10
LPLC481LG | United States | USD | FASTENER,LEAD,COV. PINCH, | 47.02 | EA | 1
LACS7DE | Europe | USD | MOLD,CABLE TO BUS/LUG,HOR | 212.91 | EA | 1
CAGFC121L | United States | USD | MOLD,CABLE TO GRD ROD,HOR | 207.39 | EA | 1
EGBC14212GG | United States | USD | BAR ASSY,GRD BUS,1/4X2X12 | 84 | EA | 1
A808A10M3000 | United States | USD | BARE WIRE,COPPER-CLAD,#2- | 8.45 | MR | 3000
CP58BX | United States | USD | BOX,CLAMP,GRD ROD,5/8 IN | 5.69 | EA | 25
GTC16Y0 | United States | USD | MOLD,CABLE TO GRD ROD,VER | 212.91 | EA | 1
52030 | United States | USD | HANGER,SUSPENSION,LIGHTOL | 23.79 | EA | 10
NCR181L | United States | USD | MOLD,CABLE TO GRD ROD,HOR | 289.29 | EA | 1
EGBA14218NN | United States | USD | BAR,GRD BUS,1/4 X 2 X 18 | 144 | EA | 1
LPC120500 | Asia | USD | CABLE CU SMOOTH WEAVE,29 STR X 17GA 500R | 3.96 | FT | 1
INTCPTMIDYN | United States | USD | DYNASPHERE TO 28MM MAST | 94.94 | EA | 1
B540C131C | United States | USD | COVER,PLEXIGLASS,DETAIL,1 | 63.44 | EA | 1
LPA31512 | United States | USD | BASE,AL,STRAP 1/2IN POINT | 49.08 | EA | 1
LPA606 | United States | USD | POINT,AL,CONCEALED,1/2IN | 66.98 | EA | 1
548470 | United States | USD | INSULATOR,BUSBAR,ISO TP | 2.71 | EA | 25
LPC570 | Asia | USD | BOLT,U,CASTING ASSEMBLY | 35.56 | EA | 1
47857120AEP | United States | USD | ROD,GRD,1/2,CU PLATED,13 | 135.03 | EA | 1
S429F2J | United States | USD | SLEEVE,CU,FLARED,2/0 RLAY | 2.44 | EA | 0
HDVVF9H | United States | USD | MOLD,CABLE TO VERT STL,VE | 507.28 | EA | 1
EPT1425 | United States | USD | COUPLER,MACHINED,COPPER W | 37.62 | EA | 0
SBPAJB120 | United States | USD | BOND,PLUG,S5 120 LONG | 43.76 | EA | 1
XACY5Y4 | United States | USD | MOLD,CABLE,HORZ X SAME PL | 212.91 | EA | 1
534027RW20 | United States | USD | FLEXIBAR,ADV,6X32X1,RW | 39.47 | EA | 1
EGBA14436AA | United States | USD | BAR,GRD BUS,1/4 X 4 X 36 | 414 | EA | 1
615889 | United States | USD | ROD,GRD,5/8X8,CU BONDED | 72.58 | EA | 5
FLXPABB0027 | United States | USD | FLEXIBAR,ADV,4X80X1MM,ABB | 262.59 | EA | 1
VSC1Q | United States | USD | MOLD,CABLE TO VERT STL, | 212.91 | EA | 1
SB10SSX1 | United States | USD | MOLD,CABLE,HORZ SPLICE | 74.36 | EA | 1
508118 | Asia | USD | FleXbus Ext. Type 3, 960/1280/1810 mm? | 243.2 | EA | 1
RCE551H | United States | USD | MOLD,CABLE TO REBAR,VERT | 596.26 | EA | 1
HAA1L4 | United States | USD | MOLD,CABLE TO HORZ STL,HO | 129.72 | EA | 1
563602 | United States | USD | BRAID,SHUNT,INSULATED, | 6.58 | EA | 10
GTP161V | United States | USD | MOLD,CABLE TO GRD ROD,VER | 233.95 | EA | 1
RBHSC30070D | United States | USD | BASIN,POURING,#9 HORIZ SI | 1263.92 | EA | 1
ML510 | United States | USD | HANDLE,QUICK-WEDGE,PIN DR | 43.89 | EA | 0
545855 | United States | USD | PUNCH,TOOL,9X18MM,OVAL | 319.11 | EA | 1
534442 | Asia | USD | IBSB ADV 240-430-10-12 | 94.96 | EA | 2
PB10VN1HLH | United States | USD | MOLD,CABLE TO VERT STL,HO | 208.86 | EA | 1
PG11V | United States | USD | ONE-SHOT,MOLD,CABLE,HORZ | 23.11 | EA | 6
GC065 | United States | USD | CLAMP, GROUND ROD 5/8-3/4 | 37.26 | EA | 5
LPA555 | United States | USD | LUG,AL,CAST,BONDING,1/4IN | 11.96 | EA | 1
SIM33B3 | Europe | USD | MAST 33MM DIAM X 3M | 306.6 | EA | 1
534414 | United States | USD | IBSB ADV 70-230-8-10 | 19.9 | EA | 10
LPC262 | United States | USD | POINT,CU,TUBULAR,5/8X12IN | 62.77 | EA | 1
RRA551V | United States | USD | MOLD,CABLE TO REBAR,HORZ | 129.72 | EA | 1
PB13STY2LH | Asia | USD | MOLD,35MM2 CONC TO 85-150LB RAIL,ST | 208.86 | EA | 1
LPC103IN0060.0 | United States | USD | CONDUCTOR,CABLE,WIND TURB | 2841.51 | EA | 1
SCB8002APLUS | United States | USD | CADWELD PLUS F80,#800,W/ | 84.85 | EA | 10
EL12A2N | United States | USD | COUPLER,LENTON,SOURCED,A2 | 9.56 | EA | 1
VGC1V2 | United States | USD | MOLD,CABLE TO VERT STL,HO | 212.91 | EA | 1
HSCSE | United States | USD | MOLD,CABLE TO HORZ STL,HO | 212.91 | EA | 1
555298B | United States | USD | BRAID,CU,50MM2,BLK ,MBJ | 11.03 | EA | 1
SBPAC3B | United States | USD | CONNECTOR,PLUG TRACK,#6 X | 5.17 | EA | 200
BQCEAKEAK | United States | USD | MOLD,BUS BAR,VERT TEE TAP | 212.91 | EA | 1
PB80SC3B002M | United States | USD | MOLD,CABLE,HORZ SPLICE SI | 697.55 | EA | 1
VSC9HV8 | United States | USD | MOLD,CABLE TO VERT STL,45 | 212.91 | EA | 1
505640 | United States | USD | BUSBAR,CU,TINNED,0.50X5X | 980.14 | EA | 1
LU28FT12D | United States | USD | LENTON ULTIMATE,FEMALE, | 23.21 | EA | 1
LPC280L12F | United States | USD | ADAPTER,CU,1/2IN,FEMALE | 16.77 | EA | 1
LECT5FAL | United States | USD | MOLD,CABLE TO BUS/LUG,HOR | 212.91 | EA | 1
534058TMS05 | United States | USD | FLEXIBAR,ADV,10X100X1,TMS | 1304.14 | EA | 10
B548A47 | United States | USD | MOUNTING,KIT,1/8X1-2W BAR | 15.01 | EA | 0
LPC245BST | Asia | USD | POINT,CU,BLUNT BARE,5/8IN X 24IN | 61.54 | EA | 1
LPA246ST | Asia | USD | POINT,AL,BLUNT 5/8 X 30IN | 24.04 | EA | 1
LPC66424 | United States | USD | CONNECTION,THRU,ROOF,W/PV | 198.58 | EA | 1
534018ABB13 | United States | USD | FLEXIBAR,ADV,4X24X1MM,ABB | 193.49 | EA | 10
LEC8C002 | United States | USD | MOLD,CABLE TO BUS/LUG,HOR | 212.91 | EA | 1
MBB19A | United States | USD | MOLD,BLANK,250300 D PRICE | 102999.99 | EA | 1
TACY8Y1 | Europe | USD | MOLD TACY8Y1 | 212.91 | EA | 1
815860 | United States | USD | GROUND ROD,GALV,POINTED | 24.67 | EA | 5
561144 | Asia | USD | BLOCK,SPLICE,500AMP,LUG | 73.74 | EA | 20
XBV3Q2GM | United States | USD | MOLD,CABLE,HORZ X LAPPED | 722.16 | EA | 1
534018GE06 | United States | USD | FLEXIBAR,ADV,4X24X1MM,GE, | 115.44 | EA | 10
SB22125 | United States | USD | HOUSING,FLEX SHAFT,6 FT | 626.12 | EA | 1
510120 | United States | USD | BRAID,CU,TINNED,50 M LG, | 3.45 | MR | 1
554388B | United States | USD | BRAID,SS,LUG,70MM2,BULK, | 87.76 | EA | 50
RPSCW3STPW2 | United States | USD | WALKWAY,3 STEPS | 167896.72 | EA | 1
EDT2150M | Asia | USD | Enhanced Type 2 Module, 150V | 91.82 | EA | 0
534047RW36 | United States | USD | FLEXIBAR,ADV,8X63X1MM,RW, | 93.76 | EA | 1
534039TR06 | United States | USD | FLEXIBAR,ADV,5X50X1,TR | 134.69 | EA | 1
PHJ3Q2Q | United States | USD | MOLD,CABLE,VERT THRU PARA | 882.44 | EA | 1
PQC100120/240 | United States | USD | PROTECTOR,SURGE,PQC100, | 1253.87 | EA | 1
CRC16PAM | United States | USD | MOLD,BUS TO GRD ROD,VERT | 212.91 | EA | 1
CAPCP2C1D | United States | USD | MOLD,CABLE, HORZ TAP PARA | 242.06 | EA | 1
534510 | United States | USD | IBS ADV 50-530-10 | 25.1 | EA | 10
ECRH122Q4U | United States | USD | GROUND ROD,ASSY,KIT,12FT | 2323.44 | EA | 1
B151008 | United States | USD | PACKING,PREFAB,.25 X 4 X | 4.9 | EA | 1
PBW13S56B | United States | USD | BOND,JOINT,500 RLAY WEB,5 | 135.82 | EA | 0
PB10VB2Q | United States | USD | MOLD,CABLE TO VERT STL,VE | 208.86 | EA | 1
GFC142QW | United States | USD | MOLD,CABLE TO GRD ROD,HOR | 253.23 | EA | 1
HDGMR182Q | United States | USD | MOLD,CABLE TO GRD ROD,VER | 289.29 | EA | 1
635883SG01 | United States | USD | GROUND ROD,COPPERBONDED, | 44.54 | EA | 5
LPA537 | Asia | USD | PLATE,AL,CAST,FLAT METAL,SMALL BONDING | 15.12 | EA | 0
549380 | United States | USD | MODULE,SUPPORT,CABS 2/10T | 45.57 | EA | 1
TDX100M120/208 | United States | USD | PROTECTOR,SURGE,TDX100M,3 | 1376.11 | EA | 1
LPLC433 | Europe | USD | BASE,CU,CIRCUIT,LEAD | 402.4 | EA | 1
TACY4Y4 | United States | USD | MOLD,CABLE,HORZ TEE | 212.91 | EA | 1
RBHA9037M | United States | USD | BASIN,POURING,#18 HORIZ. | 570.44 | EA | 1
EDT230011R | United States | USD | ENHANCED TYPE 2, 300V,11 | 268.59 | EA | 1
M2372AX | United States | USD | FRAME,ASSY,W/SCREWS,3X4 1 | 225.94 | EA | 1
XAC3D2Q | United States | USD | MOLD,CABLE,HORZ X SAME PL | 212.91 | EA | 1
PBCT8Y3AX | Europe | USD | FRAME FOR PBCY3AM MOLD PA | 485.44 | EA | 1
EL10A2N | United States | USD | COUPLER,LENTON SOURCED,A2 | 9.73 | EA | 1
XAC1L1L | United States | USD | MOLD,CABLE,HORZ X SAME PL | 212.91 | EA | 1
TDX50C120/240D | United States | USD | PROTECTOR,SURGE,TDX50C,3P | 643.95 | EA | 1
EL16S13SSN | United States | USD | COUPLER,LENTON,S13,STAINL | 117.06 | EA | 1
LPS439 | United States | USD | BASE,SS,STRAIGHT,WELDING | 39.81 | EA | 1
TAC3Q9C | United States | USD | MOLD,CABLE,HORZ TEE | 212.91 | EA | 1
FJ2Q18 | United States | USD | JUMPER,SWAGED,4/0 CONC 18 | 54.12 | EA | 1
B466C | United States | USD | FRAME ASSY,TOP,3RD RAIL | 164.5 | EA | 0
SES40P4801P | United States | USD | PROTECTOR,SURGE,480V 1PHA | 165.48 | EA | 1
SES160F120V | United States | USD | SES, 160 KA, FILTER, 120V | 426.05 | EA | 1
534048DSN02 | United States | USD | FLEXIBAR,ADV,8X40X1MM,DSN | 130.16 | EA | 1
534058TMS09 | United States | USD | FLEXIBAR,ADV,10X100X1,TMS | 741.59 | EA | 10
PB80LSJK3S004 | United States | USD | MOLD,CABLE TO BUS/LUG,HOR | 697.55 | EA | 1
560670 | Asia | USD | SPACER M5X20 | 1.98 | EA | 100
611360 | United States | USD | ROD,GRD,1/2X6,CU BONDED | 27.88 | EA | 5
PBWX6RH | United States | USD | MOLD,BOND,FIELD MADE TO W | 103.62 | EA | 1
BMCCAJCAJ | United States | USD | MOLD,BUS BAR,HORZ TEE BAR | 212.91 | EA | 1
CRC18EH | United States | USD | MOLD,BUS TO GRD ROD,VERT | 212.91 | EA | 1
PB20TAS5S5 | United States | USD | MOLD,CABLE,HORZ TEE | 153.72 | EA | 1
MBMAST5M | Asia | USD | MAST,AL,5M,MAST BASE,WELDED TOGETHER | 901.88 | EA | 1
MBA61 | United States | USD | MOLD,BLANK,VERTICAL SPLIT | 237.93 | EA | 1
CAHCA1VC | United States | USD | MOLD,CABLE TO HORZ STL,HO | 129.72 | EA | 1
534127 | United States | USD | BUSBAR,FLEXIBLE,ADVANCED, | 349.02 | EA | 2
GYR162C | Europe | USD | MOLD GYR162C | 289.29 | EA | 1
XBV3H2Q | United States | USD | MOLD,CABLE,HORZ X LAPPED | 935.06 | EA | 1
ERICORE055T | United States | USD | DOWNCONDUCTOR,LIGHTNING, | 8475.64 | EA | 1
HAAY15 | United States | USD | MOLD,CABLE TO HORZ STL,HO | 129.72 | EA | 1
EWB2L584 | United States | USD | BOND,ASSY,ROD/CABLE,WELDA | 93.08 | EA | 1
TAC2Q9A | United States | USD | MOLD,CABLE,HORZ TEE | 212.91 | EA | 1
TAD9K3Q | United States | USD | MOLD,CABLE TO HORZ TEE | 451.38 | EA | 1
RJC53Y2 | United States | USD | MOLD,CABLE TO REBAR,VERT | 212.91 | EA | 1
GRC14Y2 | United States | USD | MOLD,CABLE TO GRD ROD,VER | 212.91 | EA | 1
FLXPLAM0059 | United States | USD | FLEXIBAR,ADV,2X15.5X0.8MM | 167.44 | EA | 1
GRC18A7 | United States | USD | MOLD,CABLE TO GRD ROD,VER | 212.91 | EA | 1
TACSJ2Q | United States | USD | MOLD,CABLE,HORZ TEE | 212.91 | EA | 1
CA65XF19 | United States | USD | WELD METAL,ALLOY,XF19 CAT | 15.12 | EA | 20
S17F | Europe | USD | SLEEVE,CU,FLARED,2 RLAY | 1.6 | EA | 25
GT1182GPLUS | Europe | USD | ONE-SHOT,CABLE TO GRD ROD | 27.06 | EA | 6
EGBF14424GG | United States | USD | BUSBAR,CU,ASSY,1/4X4X24, | 366 | EA | 1
RBC1461 | United States | USD | SPLICE,KIT,#14 CADWELD C- | 148.13 | EA | 1
PB10GF223S | United States | USD | MOLD,CABLE TO GRD ROD, | 208.86 | EA | 1
EGBA18210DD | United States | USD | BAR,ASSY,GRD BUS,1/8 X 2 | 96.95 | EA | 0
MBK09 | United States | USD | MOLD,BLANK,STYLE K,2 3/8 | 966.13 | EA | 1
PCLB159.1 | United States | USD | PYRAMID, LOCKHEED, B159 | 163936.89 | EA | 1
534001LAM08 | United States | USD | FLEXIBAR,ADV,3X9X0.8,LAM | 169.17 | EA | 10
812MFR5 | United States | USD | CLIP,STUD,1/2 TO 3/4 COND | 14.26 | EA | 7
563440 | United States | USD | BRAID,PREFAB,200X28X2.5MM | 11.8 | EA | 10
PB99LS3S007A1 | United States | USD | MOLD,INSERT,6-500 RLAY/ | 649.88 | EA | 0
UTBSM | United States | USD | BARRIER,TRANSIENT,UNIVERS | 126.33 | EA | 1
HAAS1 | United States | USD | MOLD,CABLE TO HORZ STL,HO | 129.72 | EA | 1
GYR14Y2 | Europe | USD | MOLD GYR14Y2 | 289.29 | EA | 1
LPC225BF | United States | USD | POINT,CU, FLAT BARE, 1/2I | 42.05 | EA | 1
NDR16Y2 | United States | USD | MOLD,CABLE TO GRD ROD,HOR | 289.29 | EA | 1
RBW6558A | United States | USD | SLEEVE,CADWELD,LOW SLIP # | 83.98 | EA | 1
PB10VN1GRH2 | United States | USD | MOLD,CABLE TO VERT STL,HO | 153.72 | EA | 1
CWP1JJ | United States | USD | CLAMP,WATER PIPE,BRZ,1/2- | 6.44 | EA | 100
GT1181GPLUS | United States | USD | ONE-SHOT,CABLE TO GRD ROD | 25.17 | EA | 6
505648 | United States | USD | BUSBAR,SPECIAL,C11000 CU, | 242.66 | EA | 1
RTC54Y2 | United States | USD | MOLD,CABLE TO REBAR,HORZ | 212.91 | EA | 1
A929H003 | United States | USD | WASHER,SEALING,5/16 NEOPR | 2.83 | EA | 1
LPA2842F5F | United States | USD | ADAPTER,AL,SWIVEL,1/2IN | 29.42 | EA | 1
RTB12N | Asia | USD | RAIL TRANSIENT BARRIER, 12 V | 132.78 | EA | 1
LPC224LST | United States | USD | POINT,CU,BLUNT,1/2IN X | 54.99 | EA | 1
SB02SS3 | United States | USD | MOLD,CABLE,HORZ SPLICE | 110.8 | EA | 1
B320 | Asia | USD | PIPE CLAMPS HORIZ FOR A-MOULD | 25.33 | EA | 1
560720 | United States | USD | SPACER,INSULATOR,M6,70MM | 2.61 | EA | 100
EGGBC14436QQ | United States | USD | BUSBAR,STL,GALV,ASSY,1/4X | 169.45 | EA | 1
EGBA14472BB | United States | USD | BAR,ASSY,GRD BUS,1/4 X 4 | 819 | EA | 1
TAC2G2C | United States | USD | MOLD,CABLE,HORZ TEE | 212.91 | EA | 1
TAC2G1Q | United States | USD | MOLD,CABLE,HORZ TEE | 212.91 | EA | 1
RDH542L | United States | USD | MOLD,CABLE TO REBAR,HORZ | 373.05 | EA | 1
LLCEH2V | United States | USD | MOLD,CABLE TO BUS/LUG,VER | 212.91 | EA | 1
B540C773S | United States | USD | BUSBAR,CU,6X50,STRAIGHT, | 63.44 | EA | 1
GMR182C | Europe | USD | MOLD GMR182C | 289.29 | EA | 1
VFC1TV8C | United States | USD | MOLD,CABLE TO VERT STL, | 212.91 | EA | 1
RAC2Q2Q | United States | USD | MOLD,GRD ROD TO RECEPTACL | 212.91 | EA | 1
EL36P9SSN | United States | USD | COUPLER,LENTON POSITION, | 538.17 | EA | 1
LPA2955F5F | Asia | USD | ADAPTER,AL,COUPL,5/8 IN FEMALE - 5/8 IN | 15.94 | EA | 1
413420 | United States | USD | ROD,GRD,3/4X2.0M,CU CLAD | 38.88 | EA | 5
TAC1T2C | United States | USD | MOLD,CABLE,HORZ TEE | 212.91 | EA | 1
ERICORE069T | United States | USD | DOWNCONDUCTOR,LIGHTNING, | 10312.298 | EA | 1
LPA814 | United States | USD | SUPPORT,SEAM CLAMP,NON PE | 11.23 | EA | 1
XLPCC1V1H | United States | USD | MOLD,CABLE,HORZ TAP PARAL | 252.73 | EA | 1
RDH592C | United States | USD | MOLD,CABLE TO REBAR,HORZ | 373.05 | EA | 1
XBQY6Y6 | Europe | USD | MOLD XBQY6Y6 | 406.5 | EA | 1
LPC415 | Europe | USD | POINT,CU,BARE,INDUSTRIAL | 227.36 | EA | 1
EGBA14414RR | United States | USD | BUSBAR,GRD,CU,1/4X4X14,RR | 172 | EA | 1
BK.5X4 | United States | USD | STOCK,STRIP,1/2 X 4 IN,CU | 20.47 | EA | 0
150F80HQ | United States | USD | WELD METAL,CADWELD,F80 HQ | 27.28 | EA | 10
534019ABB13 | United States | USD | FLEXIBAR,ADV,5X24X1MM,ABB | 177.3 | EA | 1
LPA621 | United States | USD | CONNECTOR,AL,CABLE,THRU | 77.3 | EA | 1
534419 | Asia | USD | IBSB ADV 70-830-8-10 | 54.65 | EA | 10
HDTAC2V3D | United States | USD | MOLD,CABLE,HORZ TEE | 212.91 | EA | 1
GRC182L | United States | USD | MOLD,CABLE TO GRD ROD,VER | 212.91 | EA | 1
PBB23201 | United States | USD | CRUCIBLE,MOLD,W/2 TAP | 697.55 | EA | 1
534045STK01 | United States | USD | FLEXIBAR,ADV,5X63X1MM,STK | 88.81 | EA | 10
SBTBJ3460 | United States | USD | BOND,JUMPER,3/16 & 1 TAB | 15.08 | EA | 25
VSC8K | United States | USD | MOLD,CABLE TO VERT STL,45 | 212.91 | EA | 1
534507 | United States | USD | IBS ADV 50-230-10 | 13.04 | EA | 10
ECRH102Q4DB | United States | USD | GROUND ROD,ASSY,10 FT,HOR | 1507.7 | EA | 1
SBT375 | United States | USD | CLAMP,WIRE,INSULATED W/NA | 139.16 | EA | 1
EGGBC14412SSS2 | United States | USD | BUSBAR,STL,GALV,1/4X4X12, | 268.92 | EA | 1
SBB2721WS300 | United States | USD | SHUNT,HEAD,HARD,3/16 W/OR | 234.8 | EA | 1
PBPLUSCU2L6 | United States | USD | CADWELD PLUS G2 LOW TEMP | 271.64 | EA | 1
534409 | Asia | USD | IBSB ADV 50-430-8-10 | 22.99 | EA | 10
FLXPAPG0014 | United States | USD | FLEXIBAR,ADV,4X80X1MM,APG | 700.13 | EA | 1
534040 | United States | USD | FLEX ADV2MTC 6X50X1 | 466.57 | EA | 1
CC34SS | United States | USD | COUPLER,THREADLESS,SS 304 | 49.97 | EA | 1
EGBC14416CAT | United States | USD | BUSBAR,GRD,CU,1/4X4X16,CA | 208 | EA | 1
TAC3Q9G | United States | USD | MOLD,CABLE,HORZ TEE | 212.91 | EA | 1
RJC53Y6 | United States | USD | MOLD,CABLE TO REBAR,VERT | 212.91 | EA | 1
BBREAM | Europe | USD | MOLD BBREAM | 289.29 | EA | 1
CC5A30 | United States | USD | CABLE,COMPOSITE,157 STR, | 2955.51 | EA | 1
EL2016A2 | United States | USD | COUPLER,LENTON STANDARD, | 32.59 | EA | 1
XBM9D9D | United States | USD | MOLD,CABLE,HORZ X LAPPED | 649.88 | EA | 1
LPC222LST | United States | USD | POINT,CU,1/2IN X 12IN | 57.19 | EA | 1
RCE512QW | United States | USD | MOLD,CABLE TO REBAR,VERT | 636.58 | EA | 1
613403 | United States | USD | ROD,GRD,3/4X10,CU BONDED | 81.46 | EA | 5
LPC534 | United States | USD | PLATE,CU,CURVED METCU, | 43.28 | EA | 1
519141 | United States | USD | BRAID,CU,TINNED,ASSY | 25.25 | EA | 1
ACF2GS | United States | USD | BRACKET,X | 255.82 | EA | 2
TSMI0137GR | United States | USD | STRUT,PIPE,CLAMP1-3/8 OD | 11.77 | EA | 50
508012 | United States | USD | BRAID,FLEXIBLE, | 399.45 | EA | 1
LPC244BST | United States | USD | POINT,CU,BLUNT BARE,5/8IN | 88.72 | EA | 1
QF25 | United States | USD | QUICKFILL GROUND | 49.62 | EA | 1
PBWX201RH | United States | USD | MOLD,CABLE,WEB BOND TO WE | 110.62 | EA | 1
EGBA14212JJT | United States | USD | BAR,GRD BUS,1/4 X 2 X 12 | 126 | EA | 1
S90-03-28 | United States | USD | PROTECTOR, SURGE | 636.33 | EA | 1
SBB2721LS1200 | United States | USD | SHUNT,BASE,HARD,3/16,ORG | 547.93 | EA | 1
B295X51Z125 | United States | USD | LABEL,ADHESIVE,7X15,CLR, | 8.26 | EA | 0
PQDM3000S277 | United States | USD | PQDM-3-1P-277V, | 2329.93 | EA | 1
LPAW50ISOT | United States | USD | CLAMP,CAST,SMOOTH WEAVE, | 32.65 | EA | 1
534034EPI02 | United States | USD | FLEXIBAR,ADV,6X40X1MM,EPI | 134.09 | EA | 1
XBQ9F2Q | United States | USD | MOLD,CABLE,HORZ X LAPPED | 406.5 | EA | 1
SBB200PLH | United States | USD | MOLD,WEB SIGNAL BOND,35MM | 64.74 | EA | 1
RBT141011HA | United States | USD | SLEEVE,CADWELD,#14 -1 T | 160.37 | EA | 1
ESB4 | United States | USD | CONNECTOR,SPLIT BOLT,SIL | 4.94 | EA | 100
LPS415 | Europe | USD | POINT,SS,INDUSTRIAL STACK | 189.14 | EA | 1
CPC18CAJ | Europe | USD | MOLD CPC18CAJ | 212.91 | EA | 1
VNC1HRH2 | United States | USD | MOLD,CABLE TO VERT STL,HO | 212.91 | EA | 1
534028LAM07 | United States | USD | FLEXIBAR,ADV,8X32X1MM,LAM | 195.05 | EA | 10
RCE542L | United States | USD | MOLD,CABLE TO REBAR,VERT | 596.26 | EA | 1
RRH572QM | United States | USD | MOLD,CABLE TO REBAR,HORZ | 284.59 | EA | 1
EL12D6N | United States | USD | ANCHOR,LENTON EMBEDMENT, | 5.24 | EA | 1
PHR2C2C | United States | USD | MOLD,CABLE,VERT THRU PARA | 289.29 | EA | 1
HAH2G8C | United States | USD | MOLD,CABLE TO HORZ STL,HO | 373.05 | EA | 1
566580GA03 | United States | USD | BUSBAR,FLEXIBLE,SUMMUM 2M | 47.6 | EA | 1
RRH55Y6 | United States | USD | MOLD,CABLE TO REBAR,HORZ | 373.05 | EA | 1
TACY0Y5 | United States | USD | MOLD,CABLE,HORZ TEE | 212.91 | EA | 1
534028MJP04 | United States | USD | FLEXIBAR,ADV,8X32X1MM,MJP | 178.85 | EA | 10
LL16B1 | United States | USD | COUPLER,BOLTED,16MM #5 | 41.16 | EA | 1
B13716 | Asia | USD | DRIVE,ROD,SLEEVE 5/8 CU | 132.29 | EA | 1
HDGYR222Q | United States | USD | MOLD,CABLE TO GRD ROD,VER | 289.29 | EA | 1
FLXPLAM0084 | United States | USD | FLEXIBAR,ADV,3X9X0.8MM, | 168.53 | EA | 1
554040 | United States | USD | SLEEVE,GLASS,FIBER COATED | 3.81 | MR | 1
PBW2Q | United States | USD | MOLD,RAIL,CABLE HORZ TO W | 168.57 | EA | 1
PBC12J13B | United States | USD | BOND,RAIL C,2/0 RLAY 13 L | 24.65 | EA | 1
534052 | United States | USD | FLEX ADV2MTC 8X80X1 | 946.84 | EA | 1
RCE592C | United States | USD | MOLD,CABLE TO REBAR,VERT | 596.26 | EA | 1
FLXPLAM0102 | Asia | USD | 718-A57350-001 | 345.56 | EA | 1
EL43TP9N | United States | USD | COUPLER,LENTON,STANDARD, | 97.32 | EA | 1
FLXPABB0008 | United States | USD | FLEXIBAR,ADV,10X40X1,ABB, | 375.95 | EA | 1
TAC2QS1 | United States | USD | MOLD,CABLE,HORZ TEE | 212.91 | EA | 1
PTC3D9F | United States | USD | MOLD,CABLE,HORZ THRU | 212.91 | EA | 1
534013CHP01 | United States | USD | FLEXIBAR,ADV,5X20X1,CHP | 74.81 | EA | 10
SSCY5Y4 | United States | USD | MOLD,CABLE,HORZ SPLICE | 212.91 | EA | 1
HDXBV9F2Q | United States | USD | MOLD,CABLE,HORZ X LAPPED | 935.06 | EA | 1
XLHSC2G | United States | USD | MOLD,CABLE TO HORZ STL,HO | 252.73 | EA | 1
534529 | United States | USD | IBS ADV 240-630-12 | 202.22 | EA | 2
557170 | United States | USD | BRAID,STAINLESS STEEL,23X | 18.15 | MR | 1
GYE142L | United States | USD | MOLD,CABLE TO GRD ROD,VER | 596.26 | EA | 1
PCC2Q1G | United States | USD | MOLD,CABLE, HORZ TAP PARA | 212.91 | EA | 1
534034GE29 | United States | USD | FLEXIBAR,ADV,6X40X1MM,GE, | 219.74 | EA | 10
RCE522C | United States | USD | MOLD,CABLE TO REBAR,VERT | 596.26 | EA | 1
SES40PBRK | Asia | USD | BRACKET FOR SES40P | 27.73 | EA | 1
PB13TP2C30AS | United States | USD | MOLD,CABLE TO RAIL,HORZ T | 208.86 | EA | 1
SBS925 | United States | USD | MOLD,WELDER BOND,T6 HEAD | 81.89 | EA | 1
PBC2JM | United States | USD | MOLD,C BOND,2/0 RLAY,PAIR | 153.72 | EA | 1
LPC321L38 | United States | USD | BASE,CU,PNT,3/8 THRD,STR | 95.78 | EA | 1
534516 | United States | USD | IBS ADV 120-530-10 | 89.66 | EA | 2
534030 | United States | USD | FLEX ADV2MTC 2X40X1 | 112.65 | EA | 2
545805 | Asia | USD | 9MM PUNCH | 194.12 | EA | 1
CBSC10 | Europe | USD | CU-BONDED STEEL CONDUCTOR | 689.64 | EA | 1
LPA103IN0056.0 | United States | USD | CABLE,AL,SMOOTH WEAVE, | 686.13 | EA | 1
534019ABB15 | United States | USD | FLEXIBAR,ADV,5X24X1MM,ABB | 170.23 | EA | 1
CAB496A36B0 | United States | USD | STRAP,BOND,11 IN LG,2 PUN | 17.14 | EA | 1
PLUSCU2BD | United States | USD | CADWELD PLUS CONTROL UNIT | 146.79 | EA | 1
534017SI29 | United States | USD | FLEXIBAR,ADV,3X24X1MM,SI | 191.56 | EA | 1
615800 | United States | USD | ROD,GRD,5/8X10,CU BONDED | 48.26 | EA | 5
534444 | Asia | USD | IBSB ADV 240-630-10-12 | 132.07 | EA | 2
SSCD7 | United States | USD | MOLD,CABLE,HORZ SPLICE | 212.91 | EA | 1
A238HB2S24RH | United States | USD | CLAMP,FENCE,4/0X24IN,FLEX | 293.16 | EA | 1
P104F20ETN | United States | USD | WELD METAL, CADWELD, F20 | 53.59 | EA | 1
CWP3JSH | United States | USD | CLAMP,2-1/2-4IN PIPE,BRZ, | 72.53 | EA | 4
CSBRS2 | Asia | USD | ROD STIFFENER 3/8 IN (M10), SNAP-IN | 546.1 | EA | 50
CR34 | Europe | USD | THREADED COUPLER,3/4 NOM | 26.03 | EA | 25
GRC182C | Europe | USD | MOLD GRC182C | 212.91 | EA | 1
RJC541V | United States | USD | MOLD,CABLE TO REBAR,VERT | 212.91 | EA | 1
RBHSC23075M | United States | USD | BASIN,POURING,#18 HORIZ.S | 1162.23 | EA | 1
VBC8D | United States | USD | MOLD,CABLE TO VERT STL,VE | 212.91 | EA | 1
PBK15030 | United States | USD | KIT,BOND,SIGNAL,500KCM,4 | 4641.96 | EA | 1
A809A09F | United States | USD | WIRE,CU,SOL,BARE,#6,FT | 4.37 | EA | 0
PB50LAJH001 | United States | USD | MOLD,CABLE TO BUS/LUG,HOR | 325.89 | EA | 1
A930U007 | United States | USD | BEARING,NEEDLE,14MM X 10M | 11.05 | EA | 0
VLC2LLH | United States | USD | MOLD,CABLE TO VERT STL, | 212.91 | EA | 1
RBT11101HSA | United States | USD | SLEEVE,CADWELD,#11 T-SERI | 110.33 | EA | 1
LPC224ST | United States | USD | POINT,CU,BLUNT,1/2IN X | 84.85 | EA | 1
EL20C12SWSP01 | United States | USD | COUPLER,LENTON,SPECIAL, | 49.03 | EA | 1
545893 | United States | USD | KIT,STOP,EJECTION,6, | 165.71 | EA | 1
BBCCAJ | United States | USD | MOLD,BUS BAR,HORZ SPLICE | 212.91 | EA | 1
GTT161K | United States | USD | MOLD,CABLE TO GRD ROD,VER | 207.39 | EA | 1
561620 | Asia | USD | METAL SPACER M4 X 40 | 1.54 | EA | 50
LPC257 | United States | USD | POINT,CU,TUBULAR,5/8X36IN | 120.33 | EA | 1
LPA532 | Asia | USD | PLATE,AL,CAST,BONDING | 15.53 | EA | 1
RBW73911H | United States | USD | INSTALLATION KIT,EQUIP,#1 | 1626.97 | EA | 0
LNEEM1T | United States | USD | MOLD,CABLE TO BUS LUG,VER | 596.26 | EA | 1
SBA154144 | United States | USD | CLIP,CONCRETE TIE,A=9.63, | 34.76 | EA | 1
GTC181B | United States | USD | MOLD,CABLE TO GRD ROD,VER | 212.91 | EA | 1
HDPTC2Q2Q | United States | USD | MOLD,CABLE, HORZ THRU PAR | 212.91 | EA | 1
LPC152LCTO | United States | USD | CABLE,CU,MINI SMOOTHWEAVE | 3.29 | FT | 1
ISOADM25X1 | United States | USD | ADAPTER,THREADED,AIR TERM | 108.09 | EA | 1
812MR5 | United States | USD | CLIP, CONDUIT, 1/2 TO 3/4 | 4.25 | EA | 20
SBTBJ3648B | United States | USD | BOND,JUMPER,3/16 & 1 1/2 | 12 | EA | 0
NX1181L | United States | USD | ONE-SHOT,CABLE TO GRD ROD | 31.76 | EA | 6
560700 | Asia | USD | DISTANCE HOLDER 30M6 | 1.98 | EA | 100
RTB130N | Europe | USD | RAIL TRANSIENT BARRIER, 1 | 132.78 | EA | 1
508066 | United States | USD | BRAID,FLEXIBLE, | 3073.64 | EA | 1
449R10 | United States | USD | CLIP,SUPPORT,MC AC CABLE | 13.67 | EA | 10
SSC2Q | Europe | USD | MOLD SSC2Q | 212.91 | EA | 1
GTC16Y6 | United States | USD | MOLD,CABLE TO GRD ROD,VER | 212.91 | EA | 1
285024C | United States | USD | KIT,FLEXIBBAR,LAM | 437.914 | EA | 10
534026PDI44 | United States | USD | FLEXIBAR,ADV,5X32X1MM,PDI | 100.01 | EA | 10
UGP738SBP5 | United States | USD | PLATE,CU,GROUND,1/16 X | 212.15 | EA | 5
LPA244 | United States | USD | POINT,AL,5/8 X 18IN | 27.37 | EA | 1
TACY5Y7 | United States | USD | MOLD,CABLE,HORZ TEE | 212.91 | EA | 1
LPA503 | United States | USD | SPLICE,AL,STAMPED,CABLE, | 11.86 | EA | 1
MGATESTER1 | Asia | USD | TESTER, SPD COMPONENTS | 3985.76 | EA | 0
CRCP100EAL | United States | USD | MOLD,BUS TO GRD ROD,VERT | 212.91 | EA | 1
SSPD1P2M150 | United States | USD | SSPD, SINGLE PHASE, | 308.2 | EA | 1
CAHAA2C | United States | USD | MOLD,CABLE TO HORZ STL,HO | 129.72 | EA | 1
EL32A2Q | United States | USD | COUPLER,LENTON STANDARD, | 60.08 | EA | 1
534029ABB06 | United States | USD | FLEXIBAR,ADV,10X32X1,ABB, | 164.77 | EA | 5
RBB792B | United States | USD | MATERIAL,FILLER,GROUP | 34.8 | EA | 1
TACY8Y8 | United States | USD | MOLD,CABLE,HORZ TEE | 212.91 | EA | 1
549400 | Asia | USD | BRACKET CABS - T SET | 14.41 | EA | 5
PTCS7S7 | United States | USD | MOLD,CABLE, HORZ THRU PAR | 212.91 | EA | 1
RPSCW6STPXL | United States | USD | CROSSOVER,6 STEPS,LADDER | 167896.72 | EA | 1
B1622Q | Asia | USD | GROUND PLATE, GRID, 2 HOLE, 4/0 CONC | 50.86 | EA | 1
GTCP160Y5 | Europe | USD | MOLD GTCP160Y5 | 212.91 | EA | 1
182004 | Asia | USD | CAT64HPE-INS, 100 MM | 17.25 | EA | 0
PTC2Q9D | United States | USD | MOLD,CABLE,HORZ THRU PARA | 212.91 | EA | 1
SES40P300DC | United States | USD | PROTECTOR,SURGE,300VDC | 125.49 | EA | 1
LU22DR14D | United States | USD | LENTON ULTIMATE,ANCHOR, | 15.17 | EA | 1
615860 | United States | USD | ROD,GRD,5/8X6,CU BONDED | 32.07 | EA | 5
534018 | United States | USD | FLEX ADV2MTC 4X24X1 | 126.71 | EA | 3
LPA330 | Asia | USD | AIR TERMINAL BASE,ALUMINUM,VERT PIPE,1"~ | 40.53 | EA | 1
VF146TI | Asia | USD | CADDY, PURLIN THREADED ROD HGR | 237.77 | EA | 100
PB16RR542Q | United States | USD | MOLD,CABLE TO REBAR,HORZ | 208.86 | EA | 1
611370 | Europe | USD | EARTH ROD,CU BOND,POINTED | 32.29 | EA | 5
EDS58 | Asia | USD | DRIVE SLEEVE,GRD ROD,1/2IN-5/8IN,ECONOMI | 14.15 | EA | 1
LPC801L | United States | USD | STRAP,CU,CABLE,3/8 WIDE | 1.76 | EA | 1
CAHAA1KB | United States | USD | MOLD,CABLE TO HORZ STL,HO | 129.72 | EA | 1
557390 | United States | USD | BRAID,STAINLESS STEEL,30X | 32.45 | MR | 1
RRH592Q | Europe | USD | MOLD RRH592Q | 373.05 | EA | 1
508107 | United States | USD | BRACKET, FLEXBUS, KIT, | 106.24 | EA | 1
NCR332C | United States | USD | MOLD,CABLE TO GRD ROD,HOR | 289.29 | EA | 1
B112 | Asia | USD | COPPER SLEEVES (25/PACK) | 1.13 | EA | 25
L5001Z5LH | United States | USD | ANGLE,MOLD,SUPPORT,S.S.,L | 47.74 | EA | 1
561220 | United States | USD | FLEXIBAR,CLAMP,QCC | 26.6 | EA | 5
LPA37212 | United States | USD | BOLT,U,AIR TERMINAL CASTI | 29.01 | EA | 1
VNC2QLH6 | United States | USD | MOLD,CABLE TO VERT STL,HO | 212.91 | EA | 1
A12818A5 | United States | USD | ROD,SAMPLE,6 IN LONG,CU C | 5.39 | EA | 1
534036ABBI01 | United States | USD | FLEXIBAR,ADV,10X40X1,ABBI | 210.43 | EA | 10
PQDM3310S277 | United States | USD | PQDM-7-1P-277V, FSPM3310S | 3095.31 | EA | 1
BBDHAMHAM | United States | USD | MOLD,BUS BAR,HORZ SPLICE | 451.38 | EA | 1
HCA1L1.25 | United States | USD | MOLD,CABLE TO HORZ STL,HO | 129.72 | EA | 1
534020FW04 | United States | USD | FLEXIBAR,ADV,6X24X1MM,FW, | 174.73 | EA | 25
RJC521L | United States | USD | MOLD,CABLE TO REBAR,VERT | 212.91 | EA | 1
569051 | Asia | USD | UD400212CU | 51.05 | EA | 60
PB19GY162G | United States | USD | MOLD,CABLE TO GRD ROD, | 430.5 | EA | 1
557080 | United States | USD | BRAID,CU,PLAIN,25 M LG, | 14.39 | MR | 1
HDPTD2Q2Q | United States | USD | MOLD,CABLE,HORZ THRU PARA | 451.38 | EA | 1
LK5PKG | United States | USD | COUPLER,LENTON INTERLOK, | 46.12 | EA | 320
C120J | United States | USD | FRAME,ASSY,VISE CLAMP,ST | 277.67 | EA | 1
564900 | Asia | USD | PBC 1000X450 | 1182.65 | EA | 1
L5003Z4 | United States | USD | ANGLE,MOLD,1/8X1X1X2 1/2, | 27.28 | EA | 1
XAC2Q2L | Europe | USD | MOLD XAC2Q2L | 212.91 | EA | 1
S1V41M | United States | USD | MOLD,HV CABLE SPLICE,HORZ | 722.16 | EA | 1
PBK112 | United States | USD | KIT,BOND,POWER | 60.04 | EA | 50
LPA102500 | Asia | USD | CABLE,AL,SMOOTH WEAVE,28 STR X 14GA 500 | 2.21 | FT | 500
567880 | United States | USD | KIT,CONTACT,HARDWARE,M12X | 2.47 | EA | 100
CAGTP161G | United States | USD | MOLD,CABLE TO GRD ROD,VER | 233.95 | EA | 1
FJ1T24 | Europe | USD | JUMPER,FLEXIBLE,2 RLAY,24 | 52.48 | EA | 1
S1V45 | United States | USD | MOLD,HV CABLE SPLICE,HORZ | 470.32 | EA | 1
XLLJCEG2Q | United States | USD | MOLD,CABLE TO BUS/LUG,HOR | 252.73 | EA | 1
XL600 | United States | USD | WELD METAL,ALLOY,F20,EXOL | 119.27 | EA | 4
CSP1NB600 | Europe | USD | COAX SURGE PROTECTOR,600V | 130.56 | EA | 1
EGBA14412MMT | United States | USD | BAR,GRD BUS,1/4 X 4 X 12, | 174 | EA | 1
XBQ9F2QW | United States | USD | MOLD,CABLE,HORZ X LAPPED | 487.14 | EA | 1
LPC245 | United States | USD | POINT,CU,5/8IN X 24IN | 129.51 | EA | 1
TDX100C120/208 | Asia | USD | TDX,COMPACT,3PH,120/208V,4W+G,100KA/PH | 837.78 | EA | 1
ERICORE179U | United States | USD | DOWNCONDUCTOR,LIGHTNING, | 23482.898 | EA | 1
LPA272CTO | United States | USD | ROD,SOLID EXTENSION,AL,1/ | 21.64 | EA | 1
HSC2Q1.50 | United States | USD | MOLD,CABLE TO HORZ STL,HO | 212.91 | EA | 1
XBM3A2C | United States | USD | MOLD,CABLE,HORZ X LAPPED | 649.88 | EA | 1
560910 | United States | USD | KIT,ADJUSTABLE,BUSBAR, | 17.2 | EA | 2
TACY5Y5 | Europe | USD | MOLD TACY5Y5 | 212.91 | EA | 1
EGBA18112EE | United States | USD | BAR,GRD BUS,1/8 X 1 X 12 | 86.74 | EA | 1
XAC3D2C | United States | USD | MOLD,CABLE,HORZ X SAME PL | 212.91 | EA | 1
553580 | Asia | USD | SPACER CLAMP FS80-100 | 32.35 | EA | 10
LJCFALY1 | United States | USD | MOLD,CABLE TO BUS/LUG,HOR | 212.91 | EA | 1
RJC531E | United States | USD | MOLD,CABLE TO REBAR VERT | 212.91 | EA | 1
LPC436SH | United States | USD | BASE,CU,BARE,CIRCUIT & | 251.31 | EA | 1
CC58SS | United States | USD | COUPLER,THREADLESS,SS 304 | 36.36 | EA | 1
561770 | United States | USD | METAL SPACER M6 X 20 | 1 | EA | 50
SBS17CBARE | United States | USD | CABLE,SIGNAL,S17 5/16 100 | 6.51 | EA | 100
VST1H | United States | USD | MOLD,CABLE TO VERT STL,45 | 207.39 | EA | 1
TACY9Y7 | United States | USD | MOLD,CABLE ,HORZ TEE | 212.91 | EA | 1
RBWS1537J | United States | USD | BASIN,POURING,#14 45 DEGR | 495.12 | EA | 1
559153 | Asia | USD | PUNCH AND DIE FOR MFPT M6 - 1/4 IN | 132.04 | EA | 1
RBW26814 | United States | USD | SLEEVE,SPEED,#14 | 37.44 | EA | 1
PBC12W13CWP | United States | USD | BOND,KIT,RAIL C,250KCM | 45.32 | EA | 50
EGBB14318CB | United States | USD | BUSBAR,GRD,CU,1/4X3X18,CB | 176 | EA | 1
CAHAA1LM | Europe | USD | MOLD CAHAA1LM | 92.21 | EA | 1
EL22S4SS | United States | USD | COUPLER,LENTON,STRAIGHT T | 154.11 | EA | 1
SBTBBU4B | United States | USD | BOND,BOOTLEG,W/COUPLER | 8.8 | EA | 100
MSP20BP | United States | USD | PUNCH,STUD,METAL BLISTER | 473.06 | EA | 1
A809A07F250 | United States | USD | WIRE,CU,SOL,BARE,#2,SOFT | 1193.05 | EA | 0
613400PLH01 | United States | USD | ROD,GRD,3/4X10,CU BONDED | 48.66 | EA | 0
ECRH102G5D | United States | USD | GROUND ROD,ASSY,KIT,10FT, | 2104.45 | EA | 1
557950 | Asia | USD | DIN RAIL PDR15 2MTR | 11.31 | EA | 15
LPA805 | United States | USD | STRAP,AL,CABLE,5/8IN WIDE | 0.7 | EA | 1
CC5A20CBF40 | United States | USD | CABLE,COMP,THFT DET,CU | 703.9 | EA | 1
EGBC14428CC | United States | USD | BAR,GRD BUS,1/4 X 4 X 28 | 308 | EA | 1
LQJGH2Q | United States | USD | MOLD,CABLE TO BUS/LUG, | 882.44 | EA | 1
LPC201BST | United States | USD | POINT,CU,BLUNT BARE,3/8IN | 17.67 | EA | 1
554429B | United States | USD | CPIW50-300-27B | 78.94 | EA | 50
NDR162QW | United States | USD | MOLD,CABLE TO GRD ROD,HOR | 349.77 | EA | 1
TACY1Y1 | United States | USD | MOLD,CABLE,HORZ TEE | 212.91 | EA | 1
LPS456P | United States | USD | BASE,TERMINAL,AIR,CAST,ST | 49.43 | EA | 1
EL794DCFBOX | United States | USD | PLATE,FORM SAVER,#7,CLIPP | 0.44 | EA | 1
LPA605 | United States | USD | POINT,AL,CONCEALED,1/2IN | 48.73 | EA | 1
LU28PT15D | United States | USD | LENTON ULTIMATE,POSITION, | 46.03 | EA | 1
PCC2S2S | United States | USD | MOLD,CABLE,HORZ TAP PARAL | 212.91 | EA | 1
LPG36458 | Asia | USD | BRACE,ADHESIVE MOUNT, TRIPOD,5/8IN PT | 167.27 | EA | 1
RCE582G | United States | USD | MOLD,CABLE TO REBAR,VERT | 596.26 | EA | 1
PB80LS3Q007 | United States | USD | MOLD,CABLE TO BUS/LUG,HOR | 697.55 | EA | 1
GPECCDK0241L024 | United States | USD | ELECTRODE,GRD PLATE,1/8X | 937.01 | EA | 1
B548A41 | United States | USD | MOUNTING,KIT,1-2WIDE BARS | 11.7 | EA | 1
LPS815 | United States | USD | CLAMP,SEAM,STANDING,SS | 9.07 | EA | 1
SLK15L2 | Asia | USD | SLK2 WITH HOOK, 1.5MM WIRE 2M LONG | 1127.3 | EA | 100
SB20128 | United States | USD | BOND,CADWELD HF,3/16X7 1/ | 9.13 | EA | 100
GRB5412 | United States | USD | GR BAR,1/4INX4INX12IN,26 | 54.66 | EA | 50
VFF3QV12 | United States | USD | MOLD,CABLE TO VERT STL,VE | 507.28 | EA | 1
563601 | United States | USD | BRAID,SHUNT,INSULATED, | 5.6 | EA | 10
CASST1H | Europe | USD | MOLD CASST1H | 207.39 | EA | 1
S1V36M | United States | USD | MOLD,HV CABLE SPLICE,HORZ | 189.1 | EA | 1
LQEEH1H | United States | USD | MOLD,CABLE TO BUS/LUG,VER | 596.26 | EA | 1
TAC3QY0 | United States | USD | MOLD,CABLE,HORZ TEE | 212.91 | EA | 1
FLXPABB0031 | United States | USD | FLEXIBAR,ADV,4X80X1,ABB | 244.1 | EA | 1
LPC456 | Europe | USD | CLAMP,CU,BARE HANDRAIL, | 84.74 | EA | 1
LPC227L | United States | USD | POINT,CU,1/2IN X 36IN | 49.11 | EA | 1
CAHBA1GCD | United States | USD | MOLD,CABLE TO HORZ CAST I | 129.72 | EA | 1
LPA2955M5M | United States | USD | ADAPTER,AL,COUPL.,5/8IN | 15.79 | EA | 1
FLXPRW0007 | United States | USD | FLEXIBAR,ADV,4X24X1MM,RW, | 233.76 | EA | 1
EGBA14624NN | United States | USD | BAR,ASSY,GRD BUS,1/4 X 6 | 359.8 | EA | 1
563930 | Asia | USD | TD 80-100AL 10 TER | 44.09 | EA | 50
EGBB14424JE | United States | USD | BUSBAR,GRD,CU,1/4X4X24,JE | 278 | EA | 1
534053 | United States | USD | FLEX ADV2MTC 10X80X1 | 1087.94 | EA | 1
B802D01A72 | Europe | USD | TAPE 1828X50.8X0.4 | 23.02 | EA | 1
BJCEALEALLH | United States | USD | MOLD,BUS BAR,HORZ TAP | 212.91 | EA | 1
PBW2QLH | United States | USD | MOLD,RAIL,CABLE HORZ TO W | 67.84 | EA | 1
SBL1005 | United States | USD | PLATE ASSY,BASE,3 1/2 HP | 361.5 | EA | 0
LPS423 | United States | USD | POINT,SS,INDUSTRIAL STACK | 151.82 | EA | 1
SBGT1181GPLUS | United States | USD | ONE SHOT,#8 STR THRU #6 | 23.34 | EA | 6
RTH552Q | United States | USD | MOLD,CABLE TO REBAR,HORZ | 373.05 | EA | 1
L164 | United States | USD | HANDLE CLAMP, E-Z CHANGE, | 249.3 | EA | 1
SBXSS3330 | United States | USD | BOND,KIT,3/16X3/4TAB,BOOT | 12 | EA | 25
C4013C2B | United States | USD | FRAME,MOLD,COMPONENT, | 1418.99 | EA | 0
BBCEAL | Europe | USD | MOLD BBCEAL | 212.91 | EA | 1
NDR181L | United States | USD | MOLD,CABLE TO GRD ROD,HOR | 289.29 | EA | 1
VBC1E | United States | USD | MOLD,CABLE TO VERT STL,CA | 212.91 | EA | 1
GFC169W | United States | USD | MOLD,CABLE TO GRD ROD,HOR | 212.91 | EA | 1
VBC9FV4 | United States | USD | MOLD,CABLE TO VERT STL,VE | 212.91 | EA | 1
154420 | United States | USD | FORM,FIXER, EL-22-25-HFF | 0.9 | EA | 75
HSC2L | United States | USD | MOLD,CABLE TO HORZ STL,HO | 212.91 | EA | 1
568730 | Asia | USD | BUSBAR CLAMP FC 120X32 ZB | 16.06 | EA | 3
B30108 | United States | USD | COVER,MOLD,GRAPHITE,3/4 X | 19.77 | EA | 0
558253ADV | United States | USD | BRAID,SHUNT,INSULATED | 81.16 | EA | 100
TAC2QS7 | United States | USD | MOLD,CABLE,HORZ TEE | 212.91 | EA | 1
557260IR03 | United States | USD | BRAID,CU,TINNED,CUSTOM, | 20.11 | EA | 1
PGC2V2V | United States | USD | MOLD,CABLE,HORZ THRU PARA | 212.91 | EA | 1
FJ2Q24 | United States | USD | JUMPER,FLEX,4/0 RLAY CU,S | 78.16 | EA | 1
EL20C3SWN | United States | USD | COUPLER,LENTON,SPECIAL, | 55.18 | EA | 1
VBC9C | United States | USD | MOLD,CABLE,TO VERT STL VE | 212.91 | EA | 1
RDH542QM | United States | USD | MOLD,CABLE TO REBAR,HORZ | 284.59 | EA | 1
GPECEBH0241T012 | United States | USD | PLATE,GRD,ELECTRODE,ASSY, | 191.79 | EA | 1
554385B | United States | USD | CPI50-200-16B | 23.22 | EA | 1
ERICORE035U | United States | USD | DOWNCONDUCTOR,LIGHTNING, | 4591.61 | EA | 1
EHL58C1V | Europe | USD | HAMMERLOCK EHL58C1V | 23.81 | EA | 25
VLC3QLH | United States | USD | MOLD,CABLE TO VERT STL, | 212.91 | EA | 1
NDR161H | United States | USD | MOLD,CABLE TO GRD ROD,HOR | 289.29 | EA | 1
INTMKIVSS | Asia | USD | INTERCEPTOR, MK4, S/S | 2942.91 | EA | 1
503210IR02 | United States | USD | BRAID,CU,TIN,2INX5MM THK, | 76.28 | EA | 1
LPA62612 | United States | USD | ADAPTER,AL,THRU-ROOF, | 62.07 | EA | 1
VVR2GV5C | United States | USD | MOLD,CABLE TO VERT STL,VE | 289.29 | EA | 1
LJCFAJY6 | United States | USD | MOLD,CABLE TO BUS/LUG,HOR | 212.91 | EA | 1
BBCFAK | Europe | USD | MOLD BBCFAK | 212.91 | EA | 1
LPS2955F5M | United States | USD | ADAPTER,SS,COUPLING,5/8IN | 29.32 | EA | 1
VSCSFV4 | United States | USD | MOLD,CABLE TO VERT STL,45 | 212.91 | EA | 1
534026PDI30 | United States | USD | FLEXIBAR,ADV,5X32X1MM,PDI | 223.56 | EA | 10
550980 | United States | USD | BUSBAR,CU,40X10MM,4M | 942.33 | EA | 5
CMC16PAM | United States | USD | MOLD,6X50MM BUS TO NOM | 212.91 | EA | 1
503420 | United States | USD | BRAID,CU,ROUND,TINNED,INS | 38.67 | EA | 25
550210 | Asia | USD | BUSBAR TCB 15 X 5 | 95.45 | EA | 4
ERICORE009T | United States | USD | DOWNCONDUCTOR,LIGHTNING, | 2440.91 | EA | 1
LPC050IN0068.0 | United States | USD | CABLE,CU,SMOOTH WEAVE, | 1933.02 | EA | 1
TSF20A120V | Asia | USD | FILTER, SURGE, 1PH, 120VAC, 20A | 452.94 | EA | 0
534010GE03 | United States | USD | FLEXIBAR,ADV,2X20X1MM,GE, | 23.36 | EA | 50
LPC551L12 | Europe | USD | LUG,CU,CAST,BONDING,1/2IN | 53.8 | EA | 1
HSCY9 | Europe | USD | MOLD HSCY9 | 212.91 | EA | 1
FJ1T24SK | United States | USD | JUMPER,FLEXIBLE,2 RLAY, | 61.35 | EA | 1
505674 | United States | USD | BUSBAR,SPECIAL,C11000 CU | 21.36 | EA | 1
553050 | United States | USD | CONNECTOR,FLEXIBAR,80MM X | 12.91 | EA | 3
CAFCA1L18 | United States | USD | MOLD,CABLE,TO HORZ C.I.PI | 129.72 | EA | 1
554490 | United States | USD | POLY,SLEEVE,50 M,GREY,16 | 2.35 | MR | 1
CJ6R10 | United States | USD | CLIP,CABLE,STUDWALL | 13.65 | EA | 8
PTC8D1T | United States | USD | MOLD,CABLE, HORZ THRU | 212.91 | EA | 1
A927F193 | United States | USD | BOLT,HEX HEAD,3/8-16 X 3/ | 1.19 | EA | 1
TSF240MTDS | United States | USD | MODULE, SURGE, TSF, 240V | 133.17 | EA | 1
RRC511H | United States | USD | MOLD,CABLE TO REBAR,HORZ | 212.91 | EA | 1
SSCV1 | United States | USD | MOLD,CABLE,HORZ SPLICE | 212.91 | EA | 1
A929A009 | United States | USD | WASHER,FLAT,3/8,CAD TYPE | 0.02 | EA | 1
M783 | United States | USD | CRUCIBLE/FRAME,ASSY | 866.17 | EA | 1
VTC2QV3C | United States | USD | MOLD,CABLE TO VERT STL,VE | 212.91 | EA | 1
534019STK06 | United States | USD | FLEXIBAR,ADV,5X24X1MM,STK | 89.57 | EA | 10
PGCY5Y3 | Europe | USD | MOLD PGCY5Y3 | 212.91 | EA | 1
CAVST1H | United States | USD | MOLD,CABLE TO VERT STL,45 | 207.39 | EA | 1
MBF07 | United States | USD | MOLD,BLANK,2X2X3 3/4 | 507.28 | EA | 1
LAC2VEAM | United States | USD | MOLD,CABLE TO BUS/LUG,HOR | 212.91 | EA | 1
VSC3QV8 | United States | USD | MOLD,CABLE TO VERT STL,45 | 212.91 | EA | 1
HTC2P | United States | USD | MOLD,CABLE TO HORZ STL,HO | 212.91 | EA | 1
TVCT2 | United States | USD | MOLD,CABLE,VERT TEE VERT | 212.91 | EA | 1
PB10VN2QRH | United States | USD | MOLD,CABLE TO VERT STL,HO | 153.72 | EA | 1
TGBA06L02PT | United States | USD | TELECOM GROUNDING BUSBAR, | 72 | EA | 1
VSC2LV3C | United States | USD | MOLD,CABLE TO VERT STL,45 | 212.91 | EA | 1
GSC162Q | United States | USD | MOLD,CABLE TO GRD ROD,HOR | 212.91 | EA | 1
INTCPTADF2NPTC | United States | USD | COUPLING,REDUCER,MALLEABL | 78.89 | EA | 0
LJCCALY5 | Europe | USD | MOLD LJCCALY5 | 212.91 | EA | 1
LPA536 | United States | USD | PLATE,AL,CAST,FLAT METAL, | 129.52 | EA | 1
PQM200480D | United States | USD | PROTECTOR,SURGE,PQM200, 4 | 2531.17 | EA | 1
TAC2G2G | Europe | USD | MOLD TAC2G2G | 212.91 | EA | 1
RHH552C | United States | USD | MOLD,CABLE TO REBAR,HORZ | 373.05 | EA | 1
TAC2C9F | United States | USD | MOLD,CABLE,HORZ TEE | 212.91 | EA | 1
663400 | United States | USD | ROD,TIE DN,CU BOND,3/4X10 | 201.08 | EA | 0
534034GE50 | United States | USD | FLEXIBAR,ADV,6X40X1MM,GE, | 304.81 | EA | 10
PBWT20X401 | United States | USD | WELDER ASSY,RAIL,PAIR,70M | 412.68 | EA | 1
LPCAR0515 | United States | USD | TERMINAL,AIR,500MM,5/8DIA | 64.28 | EA | 1
UTB15EX | Asia | USD | BARRIER,TRANSIENT,EX,UN 15V,1.5A,18MM | 200.39 | EA | 1
BXB139LL | United States | USD | BOX,PATTERN LOGO,COMPANY | 102999.99 | EA | 0
ERICORE088T | United States | USD | DOWNCONDUCTOR,LIGHTNING, | 13923.78 | EA | 1
B166 | Asia | USD | RECEPTACLE, GRD, AIRCRAFT, W | 304.43 | EA | 1
PBC1S6A13B | United States | USD | BOND,RAIL,14.5MM COMPOSIT | 21.54 | EA | 1
GPECEAJ0241G024 | United States | USD | ELECTRODE,GRD PLATE,1/32 | 142.98 | EA | 1
VFR2QV21C | United States | USD | MOLD,CABLE TO VERT STL, | 289.29 | EA | 1
ACL160 | United States | USD | FRAME,ASSY,EZ CHANGE HAND | 150.05 | EA | 0
SBTBJ3310 | United States | USD | BOND,JUMPER,3/16 & 3/4 TA | 10.55 | EA | 25
GYR188C | Europe | USD | MOLD GYR188C | 289.29 | EA | 1
813400 | Asia | USD | GROUND ROD,GALV,POINTED, 3/4 IN X 10 FT | 56.01 | EA | 50
SBM275C | United States | USD | FRAME ASSY,WELDER,PAIR | 150.05 | EA | 0
HDPTC2Q9TW | United States | USD | MOLD,CABLE,HORZ THRU PARA | 253.23 | EA | 1
VFC1T | United States | USD | MOLD,CABLE TO VERT STL,VE | 212.91 | EA | 1
CAHEA1G8 | United States | USD | MOLD,CABLE,TO HORZ CAST I | 129.72 | EA | 1
SBPMJ310 | United States | USD | BOND,MULTI-PURPOSE PLUG,S | 9.17 | EA | 48
RBVB17710F | United States | USD | BASIN,POURING,VERTICAL,#1 | 1137.85 | EA | 1
VBC1VV.75 | United States | USD | MOLD,CABLE TO VERT STL,VE | 212.91 | EA | 1
LPCC346NC4 | United States | USD | COPPERCLAD AIR TERMINAL 3 | 176.58 | EA | 1
HAA1A | United States | USD | MOLD,CABLE TO HORZ STL,HO | 129.72 | EA | 1
RDH551V | United States | USD | MOLD,CABLE TO REBAR,HORZ | 373.05 | EA | 1
LPC801 | Europe | USD | STRAP,CU,CABLE,3/8IN WIDE | 0.84 | EA | 1
PQDM3330S277 | United States | USD | PQDM-9-1P-277V, FSPM3330S | 2801.91 | EA | 1
549532 | United States | USD | KIT CABS IMPERIAL BRKT BV | 29.51 | EA | 10
LPA502 | United States | USD | SPLICE,CABLE,STAMPED ASSE | 6.98 | EA | 1
GTC18S5 | United States | USD | MOLD,CABLE TO GRD ROD,VER | 212.91 | EA | 1
XAD9G3Q | United States | USD | MOLD,CABLE,HORZ X SAME PL | 451.38 | EA | 1
534042EPI01 | United States | USD | FLEXIBAR,ADV,10X50X1,EPI, | 302.55 | EA | 1
508155 | Asia | USD | FleXbus Foam Barrier Dispenser FFBD | 489.94 | EA | 1
RDM522V | United States | USD | MOLD,CABLE TO REBAR,HORZ | 649.88 | EA | 1
GTC222QHQ | United States | USD | MOLD,CABLE TO GRD ROD,VER | 212.91 | EA | 1
569209 | United States | USD | DISTR. BLOCK UD2C9C1250AL | 100.29 | EA | 1
ELMP203 | United States | USD | SET,CHASER,1.25MM,PACKAGE | 130.53 | EA | 1
631380GAL01 | United States | USD | ROD,GRD,1/2X8 CU BONDED | 38.25 | EA | 5
PGT08CS | United States | USD | MOLD,CABLE, HORZ THRU PAR | 207.39 | EA | 1
RBW6557HA | United States | USD | SLEEVE,CADWELD,LOW SLIP # | 75.86 | EA | 1
SSC2Q8K | United States | USD | MOLD,CABLE,HORZ SPLICE | 212.91 | EA | 1
EGBA14420DG1TE | United States | USD | BUSBAR,GRD,CU,1/4X4X20,DG | 298 | EA | 1
LPA245ST | Europe | USD | POINT,AL,BLUNT,5/8 X 24IN | 18.51 | EA | 1
A929A102 | United States | USD | WASHER,FLAT,5/8 BRONZE | 3.29 | EA | 1
EGBA14430LL | United States | USD | BAR,GRD BUS,1/4 X 4 X 30 | 348 | EA | 1
B399ES | United States | USD | FRAME,ASSY,2 IN MINI EZ W | 267 | EA | 1
DT130040R | Europe | USD | DIVERTER,TYPE 1, 300V, 40 | 593.21 | EA | 1
508034 | United States | USD | BRAID,FLEXIBLE, | 874 | EA | 1
STC501T | United States | USD | SQUARE TAPE CLAMP,50X1MM | 21.14 | EA | 10
XLXBM2C2C | United States | USD | MOLD,CABLE,HORZ X LAPPED | 1160.63 | EA | 1
GTC221L | United States | USD | MOLD,CABLE TO GRD ROD,VER | 212.91 | EA | 1
CSBCABDB062537 | United States | USD | CONCRETE DRILL BIT TYPE 1 | 10.82 | EA | 1
SPDM100120240D | United States | USD | PQI, TDX100M240D | 3222 | EA | 1
B522H | Europe | USD | CLAMP,ASSY,4 NOMINAL PIPE | 99.9 | EA | 1
ERICORE058T | United States | USD | DOWNCONDUCTOR,LIGHTNING, | 8869.21 | EA | 1
XAC9F2Q | United States | USD | MOLD,CABLE,HORZ X SAME PL | 212.91 | EA | 1
534032 | Asia | USD | FLEX ADV2MTC 4X40X1 | 218.86 | EA | 2
PTCY5W3 | Europe | USD | MOLD PTCY5W3 | 212.91 | EA | 1
EL2825P9ES | United States | USD | COUPLER,LENTON POSITION,# | 139.76 | EA | 1
545810 | Asia | USD | 11MM PUNCH | 194.12 | EA | 1
PHR1K1K | United States | USD | MOLD,CABLE, VERT THRU PAR | 289.29 | EA | 1
FLXPLAM0059 | Asia | USD | 718-A58341-001 | 167.44 | EA | 1
DS58 | United States | USD | DRIVE STUD,SEC ROD,HEX HD | 6.65 | EA | 25
ERICORE046U | United States | USD | DOWNCONDUCTOR,LIGHTNING | 6562.02 | EA | 1
561152 | United States | USD | BLOCK,SPLICE,400A,1250 | 56.39 | EA | 1
RBW7391411V | United States | USD | INSTALLATION KIT,EQUIP,#1 | 1536.46 | EA | 1
B104JKOL | United States | USD | LUG,CU,1/2 X 3 W/4-9/16 H | 166.32 | EA | 5
545894 | Asia | USD | EJECTION STOP KIT | 120.13 | EA | 1
564030 | United States | USD | PBC1200X500 | 1417.29 | EA | 1
SPDS400120/208 | United States | USD | PROTECTOR,SURGE,TDX400S,3 | 5742.77 | EA | 1
SBTBJ3338 | United States | USD | BOND,JUMPER,3/16 & 3/4 TA | 15.99 | EA | 25
90F80HQ | United States | USD | WELD METAL,CADWELD,F80 HQ | 17.36 | EA | 10
RDM53Y4 | United States | USD | MOLD,CABLE TO REBAR,HORZ | 649.88 | EA | 1
RJC53Y5 | Europe | USD | MOLD RJC53Y5 | 212.91 | EA | 1
508062 | Asia | USD | FleXbus Cond., 1,810 mm?, 4,000 mm | 1720.57 | EA | 1
NCR162Q | United States | USD | MOLD,CABLE TO GRD ROD,HOR | 289.29 | EA | 1
GYR162Q | Europe | USD | MOLD GYR162Q | 289.29 | EA | 1
SBTBTB5C | United States | USD | WELDER,BOND,3/16 & 1 TAB, | 322.35 | EA | 1
SB22123 | United States | USD | HOUSING,FLEX SHAFT,12 FT | 836.04 | EA | 1
LPLC482SH | United States | USD | FASTENER,LEAD,COV. 2-BOLT | 113.51 | EA | 1
LPC137L250 | Europe | USD | CABLE,CU,CONCENTRIC,37STR | 22.76 | FT | 250
534042 | Asia | USD | FLEX ADV2MTC 10X50X1 | 676.54 | EA | 1
PGCY3Y3 | Europe | USD | MOLD PGCY3Y3 | 212.91 | EA | 1
FLXPABB0073 | United States | USD | FLEXIBAR,ADV,8X32X1MM,ABB | 179.756 | EA | 1
554300 | United States | USD | BRAID,EARTH,SS,25MM2,CPI | 17.68 | EA | 10
B140N | United States | USD | SHIM,CU,.013 X 1 1/2 IN X | 1.38 | EA | 25
561165 | United States | USD | POWER BLOCK SBF 400AL | 37.1 | EA | 1
B122CE002 | United States | USD | LUG,CU,1/8IN X 1IN,W/TWO | 14.31 | EA | 10
EGBA14412CC | Europe | USD | GRD BAR ASSY,1/4INX4INX12 | 150 | EA | 1
EL2522A2Q | United States | USD | COUPLER,LENTON STANDARD, | 57.01 | EA | 1
551060 | Asia | USD | BUSBAR SUPPORT UBS 1/10TN | 189.69 | EA | 1
SSCY6Y3 | United States | USD | MOLD,CABLE,HORZ SPLICE | 212.91 | EA | 1
B101BBOL | United States | USD | LUG,CU,1/4 X 2 WITH 4 | 53.63 | EA | 1
534034FL06 | United States | USD | FLEXIBAR,ADV,6X40X1,FL | 163.86 | EA | 1
PTC3QS5 | United States | USD | MOLD,CABLE,HORZ THRU PARA | 212.91 | EA | 1
LPG35358 | United States | USD | BRACE,GALV STEEL,TRIPOD | 97.42 | EA | 1
F37-03-06 | United States | USD | TSF20A240V | 570.08 | EA | 1
508047 | United States | USD | BRAID,FLEXIBLE, | 2078.22 | EA | 1
SSCY9 | Europe | USD | MOLD SSCY9 | 212.91 | EA | 1
B144E | United States | USD | PACKING,PREFAB,.25 X 3 X | 3.37 | EA | 20
T6KBNS | Europe | USD | WELDER,ASSY,FRAME | 712.67 | EA | 1
HAC1H013 | United States | USD | MOLD,CABLE TO HORZ STL,HO | 212.91 | EA | 1
613400HA01UL | United States | USD | ROD,GRD,3/4X10,CU CLAD,10 | 38.6 | EA | 5
ISONVBASE19 | Europe | USD | BASE, FOAM, ERICO ISOLATE | 18.72 | EA | 1
BBCFAJ | United States | USD | MOLD,BUS BAR,HORZ SPLICE | 212.91 | EA | 1
ERICORE200U | United States | USD | DOWNCONDUCTOR,LIGHTNING | 26237.87 | EA | 1
TACY8Y2 | United States | USD | MOLD,CABLE,HORZ TEE | 212.91 | EA | 1
PB20PPS5PS | United States | USD | MOLD,CABLE, HORZ ELL | 153.72 | EA | 1
UTB110SPM | United States | USD | PROTECTOR,SURGE,UTB REPLA | 126.88 | EA | 1
L159SM | United States | USD | CLAMP,HANDLE,E-Z CHANGE, | 151.31 | EA | 1
BMCFAKFAK | United States | USD | MOLD,BUS BAR,HORZ TEE BAR | 212.91 | EA | 1
SBPAJD48 | United States | USD | BOND,PLUG,7/#12 CW 48LONG | 10.14 | EA | 50
EGBA14636QQ | United States | USD | BUSBAR,GRD,CU,1/4X6X36,QQ | 576 | EA | 1
534034GE21 | United States | USD | FLEXIBAR,ADV,6X40X1MM,GE, | 219.74 | EA | 10
GTC33SH | United States | USD | MOLD,CABLE TO GRD ROD,VER | 212.91 | EA | 1
XAC2G2G | United States | USD | MOLD,CABLE,HORZ X SAME PL | 212.91 | EA | 1
PBB427A2B | United States | USD | BOND,IMPD SIDE LEAD,3-500 | 658.19 | EA | 0
LJCCAKY6 | United States | USD | MOLD,CABLE TO BUS/LUG,HOR | 212.91 | EA | 1
VGC2V | United States | USD | MOLD,CABLE TO VERT STL,HO | 212.91 | EA | 1
SGT150M | Europe | USD | MODULE, SPARK GAP, TYPE 1 | 276.31 | EA | 1
RCE511V | United States | USD | MOLD,CABLE TO REBAR,VERT | 596.26 | EA | 1
GRD374TCU | United States | USD | MOLD,CABLE,TO CU GRD ROD | 451.38 | EA | 1
534026SE15 | United States | USD | FLEXIBAR,ADV,5X32X1MM,SE, | 70.09 | EA | 1
VVRSFH1.25HQ | United States | USD | MOLD,CABLE TO VERT STL,VE | 289.29 | EA | 1
LPC483 | Europe | USD | BRONZE CABLE TO METAL CON | 37.43 | EA | 5
RJE561H | United States | USD | MOLD,CABLE TO REBAR,VERT | 596.26 | EA | 1
CSBCABDB102550 | United States | USD | CONCRETE DRILL BIT TYPE 1 | 24.47 | EA | 1
CSP1NBM600 | Europe | USD | COAXIAL SURGE PROTECTOR, | 129.31 | EA | 1
GTT14C1H | United States | USD | MOLD,CABLE TO GRD ROD,VER | 207.39 | EA | 1
EHL12FC1K | Europe | USD | HAMMERLOCK EHL12FC1K | 23.26 | EA | 25
TACY5Y4 | Europe | USD | MOLD TACY5Y4 | 212.91 | EA | 1
EL43T32A2 | United States | USD | COUPLER,LENTON STANDARD,# | 82.39 | EA | 1
EL22A12 | United States | USD | COUPLER,LENTON,A12,#7 | 23.07 | EA | 1
XBMY5Y5M | United States | USD | MOLD,CABLE,HORZ X LAPPED | 649.88 | EA | 1
RCE542G | United States | USD | MOLD,CABLE TO REBAR,VERT | 596.26 | EA | 1
LPC510 | United States | USD | SPLICE,CU,CAST,CABLE, | 41 | EA | 1
EL32D6SS | United States | USD | ANCHOR,LENTON TERMINATOR | 162.58 | EA | 1
EL3228A12 | United States | USD | COUPLER,LENTON,A12,#10-#9 | 57.69 | EA | 16
LPC27858 | United States | USD | BALL,CU,SAFETY,5/8IN | 36.8 | EA | 1
8P | Asia | USD | CADDY, CONDUIT CLIP | 78.05 | EA | 100
VBC9FV2.50 | United States | USD | MOLD,CABLE TO VERT STL, | 212.91 | EA | 1
LPP899RCL | United States | USD | ADHESIVE,RUBBER,CARLISLE | 162.39 | EA | 1
LPC595 | Asia | USD | SPLICER,CABLE,4 WAY,SMOOTHWEAVE | 50.69 | EA | 1
SSR3Q003 | United States | USD | MOLD,CABLE,HORZ SPLICE | 289.29 | EA | 1
TAC9D2G | United States | USD | MOLD,CABLE,HORIZ TEE | 212.91 | EA | 1
CAGRT151V | United States | USD | MOLD,CABLE TO GRD ROD,VER | 207.39 | EA | 1
LPLC435LG | United States | USD | BASE,CU,CIRCUIT,LEAD | 352.09 | EA | 1
WT2TC1MV02.0 | United States | USD | RECEPTOR ASSY,TIP,3 HOLE | 609.02 | EA | 1
CBSC18 | Asia | USD | CU-BONDED STEEL CONDUCTOR,100M,17.6MM DI | 1463.05 | EA | 1
BC200 | Asia | USD | CADDY, BEAM CLAMP | 659.03 | EA | 500
B125C | United States | USD | FRAME,MAGNET,HANDLE ASSY | 52.6 | EA | 1
585278ADV | United States | USD | KIT,FLEXIBAR,ADV,3X20X1MM | 139.86 | EA | 20
553540 | United States | USD | CONNECTOR,BUSBAR,CABLE TO | 6.21 | EA | 15
PB200PLUSF80 | United States | USD | CADWELD PLUS,#200,F80 | 19.79 | EA | 10
EGGBC14412QQS2 | United States | USD | BUSBAR,GRD,STL,1/4X4X12, | 313.82 | EA | 1
GR1162Q | United States | USD | ONE-SHOT,CABLE TO GRD ROD | 28.57 | EA | 6
TAC9G9DW | United States | USD | MOLD,CABLE,HORZ TEE | 273.39 | EA | 1
EL38CIPS | United States | USD | PROTECTOR,THREAD,INTERNAL | 0.43 | EA | 1
549505 | United States | USD | KIT, SUPPORT,BUSBAR,CABS | 69.91 | EA | 1
LLCEK3Q | United States | USD | MOLD,CABLE TO BUS/LUG, | 212.91 | EA | 1
LACY0PAM | United States | USD | MOLD,CABLE TO BUS/LUG,HOR | 212.91 | EA | 1
XBQY4Y3 | United States | USD | MOLD,CABLE,HORZ X LAPPED | 406.5 | EA | 1
534041PHM22 | United States | USD | FLEXIBAR,ADV,8X50X1MM,PHM | 161.24 | EA | 1
541775 | Asia | USD | FLEXIBAR END COVER 24 | 1.35 | EA | 12
174910 | United States | USD | CLIP,M8TI24 | 2.67 | EA | 100
PBW32S15WSRH | United States | USD | BOND KIT,WEB,STUB END W/S | 62.08 | EA | 1
SBS3086S120WT | United States | USD | BOND,TEMPORARY SIGNAL,3/1 | 114.56 | EA | 1
554350 | United States | USD | BRAID,EARTH,SS,50MM2,CPI | 20.59 | EA | 50
DT130040R | United States | USD | TYPE 1, 300V, 4 0 | 593.21 | EA | 1
508192 | United States | USD | CLAMP, | 88.3 | EA | 1
CAHCA1HA | United States | USD | MOLD,CABLE TO HORZ STL,HO | 129.72 | EA | 1
LK8ES | United States | USD | COUPLER,LENTON INTERLOK,# | 83.55 | EA | 1
B102EGBLK | United States | USD | LUG,CU,1/4 X 1 1/2 W/2-9/ | 32.88 | EA | 0
RRH542G | United States | USD | MOLD,CABLE TO REBAR,HORZ | 373.05 | EA | 1
BACEAK | United States | USD | MOLD,BUS BAR,HORZ SPLICE | 212.91 | EA | 1
FLXPQUR0002 | United States | USD | FLEXIBAR,ADV,6X15.5X0.8MM | 139.21 | EA | 10
PBW13S56 | United States | USD | BOND KIT,JOINT,500 RLAY W | 163.08 | EA | 50
EST6472 | United States | USD | TESTER, GROUND RESISTANCE | 8083.1 | EA | 1
A928B041 | United States | USD | NUT,HEX,1/2-13 STAINLESS | 0.85 | EA | 0
534056ABB16 | United States | USD | FLEXIBAR,ADV,6X100X1,ABB, | 227.86 | EA | 1
633400 | Asia | USD | GROUND ROD, SECTIONAL 3/4" X 10' | 70.58 | EA | 50
B365P1 | United States | USD | GUARD,PULLEY,RAIL GRINDER | 25.08 | EA | 0
615883972 | United States | USD | ROD,GRD,5/8X8,CU BONDED | 126.26 | EA | 5
611380GAL01 | United States | USD | ROD,GRD,1/2X8,CU BONDED | 34.96 | EA | 5
FLXPABB0076 | United States | USD | FLEXIBAR,ADV,8X32X1,ABB | 448.75 | EA | 1
LC25B12ESD | United States | USD | SLEEVE,B12 SERIES,EPOXY | 172.1 | EA | 1
RDH592G | United States | USD | MOLD,CABLE TO REBAR,HORZ | 373.05 | EA | 1
557350 | Asia | USD | BRAID, FTCB15-100 | 36.87 | MT | 1
LU25MT12D | United States | USD | LENTON ULTIMATE,MALE, | 16.97 | EA | 1
LPA37112 | United States | USD | MOUNT,PIPE,HORIZONTAL CAS | 39.74 | EA | 1
CGE5CP | United States | USD | ROD,GRD,5/8,SHORT GROUND | 93.37 | EA | 1
TAC9G2Q | United States | USD | MOLD,CABLE,HORZ TEE | 212.91 | EA | 1
PB10LA4XEK | United States | USD | MOLD,CABLE TO BUS/LUG,HOR | 208.86 | EA | 1
GTC14T4 | United States | USD | MOLD,CABLE TO GRD ROD,VER | 212.91 | EA | 1
CC5A20CB | Asia | USD | CABLE,COMP,THFT DET, CU BND STL CU, 2/0 | 2543.68 | EA | 1
PTCY6Y5 | Europe | USD | MOLD PTCY6Y5 | 212.91 | EA | 1
XLPCF5A4TS | United States | USD | MOLD,CABLE, HORZ TAP PARA | 602.4 | EA | 1
812MB18AR1 | United States | USD | BOX SUPPORT,1/2&3/4 CONDU | 8.11 | EA | 25
RBVB12065F | United States | USD | BASIN,POURING,#11 VERTICA | 570.44 | EA | 1
DSD1101S275 | United States | USD | DIVERTER,SURGE,275V,10KA, | 64.02 | EA | 1
TAC2G2G | United States | USD | MOLD,CABLE,HORZ TEE | 212.91 | EA | 1
XBZ3D3D | Europe | USD | MOLD XBZ3D3D | 610.58 | EA | 1
VBC2CV2 | United States | USD | MOLD,CABLE TO VERT STL,VE | 212.91 | EA | 1
RDH549F | United States | USD | MOLD,CABLE TO REBAR,HORZ | 373.05 | EA | 1
PTC2Q1E | United States | USD | MOLD,CABLE, HORZ THRU PAR | 212.91 | EA | 1
MBA44 | United States | USD | MOLD,BLANK,R PRICE 90115 | 171.99 | EA | 1
554530 | United States | USD | POLY,SLEEVE,50 M,GREY | 2.96 | MR | 1
HAAY2M | United States | USD | MOLD,CABLE TO HORZ STL,HO | 92.21 | EA | 1
TAC1T2G | United States | USD | MOLD,CABLE,HORZ TEE | 212.91 | EA | 1
PBW13S27B | United States | USD | BOND,JOINT,500 RLAY WEB,2 | 97.15 | EA | 1
ML210 | United States | USD | PUMP,HYDRAULIC,REGULAR DU | 4724.05 | EA | 1
SSC8F | United States | USD | MOLD,CABLE,HORZ SPLICE | 212.91 | EA | 1
PB10GLGG3Q | United States | USD | MOLD,CABLE TO LUG,HORZ SP | 208.86 | EA | 1
534007EA06 | United States | USD | FLEXIBAR,ADV,4X15.5X0.8MM | 127.05 | EA | 1
T328 | United States | USD | DISK,TIN,SEAMLESS CONTAIN | 5.6 | EA | 1
DT175M | United States | USD | TYPE 1 MODULE, 75V | 148.65 | EA | 1
GTC159A | United States | USD | MOLD,CABLE TO GRD ROD,VER | 212.91 | EA | 1
A930W013 | United States | USD | PLUG,ANCHOR,PLASTIC,#10 | 0.16 | EA | 1
RBHSB12065X | United States | USD | BASIN,POURING,#6 HORZ,SID | 570.44 | EA | 1
FLXPKOM0005 | United States | USD | FLEXIBAR,ADV,6X40X1MM,KOM | 210.095 | EA | 1
RBS43836 | United States | USD | HANDLE,COVER,CRUCIBLE 6 & | 115.35 | EA | 1
HSP10K12 | Asia | USD | HIGH SPEED PROT,12V,8MBS,KRONE | 355.08 | EA | 1
CAVHT1G6 | United States | USD | MOLD,CABLE TO VERT CAST I | 207.39 | EA | 1
PGCY6Y6 | United States | USD | MOLD,CABLE,HORZ THRU PARA | 212.91 | EA | 1
PVT11500R | Asia | USD | PV CLASS 1, 1500VDC | 391.99 | EA | 30
VNC1LRH12 | United States | USD | MOLD,CABLE TO VERT STL,HO | 212.91 | EA | 1
TAC2G1V | Europe | USD | MOLD TAC2G1V | 212.91 | EA | 1
561173 | Asia | USD | POWER BLOCK SBF2C 630AL | 82.78 | EA | 300
RBT111011H | United States | USD | SPLICE,KIT,#11 -1 CADWE | 235.95 | EA | 1
TACY7W3 | Europe | USD | MOLD TACY7W3 | 212.91 | EA | 1
LPA61012 | United States | USD | BASE,AL,CAST,CONCEALED | 18 | EA | 1
PB03VGY4 | Europe | USD | MOLD PB03VGY4 | 208.86 | EA | 1
GYR142C | United States | USD | MOLD,CABLE TO GRD ROD,VER | 289.29 | EA | 1
290086 | United States | USD | BRAID,ATOTECH CUSTOM | 92.4 | EA | 0
VSC2GV8CW | United States | USD | MOLD,CABLE TO VERT STL,45 | 233.07 | EA | 1
EL12A2SS | United States | USD | COUPLER,LENTON STANDARD,# | 60.78 | EA | 1
FLXPAPG0006 | United States | USD | FLEXIBAR,ADV,4X80X1MM,APG | 139.305 | EA | 1
DT230040R | Asia | USD | Type 2, 300V, 4 0 | 204.78 | EA | 0
A130AEWTB01 | Europe | USD | TUBING,SHRINK, 6IN LONG | 8.25 | EA | 1
DT175030R | Europe | USD | TYPE 1, 750V, 3 0 | 698.67 | EA | 1
GTC312L | United States | USD | MOLD,CABLE TO GRD ROD,VER | 212.91 | EA | 1
TAF6000 | United States | USD | FILTER,TRANSIENT,ABSORBTI | 317.22 | EA | 0
XAC9C9C | United States | USD | MOLD,CABLE,HORZ X SAME PL | 212.91 | EA | 1
PTCB7 | United States | USD | MOLD,CABLE,HORZ THRU PARA | 212.91 | EA | 1
M22 | United States | USD | FRAME ASSY,WEB WELDER,PAI | 159.56 | EA | 1
LPC509L | Europe | USD | CLIP ASSY,SECONDARY CABLE | 15.29 | EA | 25
XAC1T1T | United States | USD | MOLD,CABLE,HORZ X SAME PL | 212.91 | EA | 1
EL2520A2MG | United States | USD | COUPLER,LENTON STANDARD,# | 76.24 | EA | 1
EL57TP8 | United States | USD | COUPLER,LENTON POSITION, | 328.16 | EA | 1
CAVST1HB | United States | USD | MOLD,CABLE TO VERT STL,45 | 207.39 | EA | 1
CC5A20CB | Europe | USD | CABLE,COMP,THFT DET, CU B | 2543.68 | EA | 1
ELBEG12ACA | United States | USD | LENTON,BAR END GAGE,12MM, | 216.34 | EA | 1
CPC18CAJ | United States | USD | MOLD,BUS TO GRD ROD,VERT | 212.91 | EA | 1
127007515 | United States | USD | SHIELD,INSULATION,360 COL | 22.28 | EA | 1
RHC80Y6 | United States | USD | MOLD,CABLE TO REBAR,HORZ | 212.91 | EA | 1
EGBA14220BB | United States | USD | BAR,GRD BUS,1/4 X 2 X 20 | 158 | EA | 1
CAHAAW3B | United States | USD | MOLD,CABLE TO HORZ STL, | 129.72 | EA | 1
EHL12FC1K | United States | USD | CONNECTOR,COMPRESSION,CU, | 23.26 | EA | 25
IP8250_B | United States | USD | INSTALLATION,INSTRUCTIONS | 0.24 | EA | 0
LK1411SP01 | United States | USD | LENTON INTERLOK, TRANS, | 148.67 | EA | 1
SBGR1162G | United States | USD | ONE-SHOT,CABLE TO GRD ROD | 16.81 | EA | 6
GCHSC2530 | United States | USD | KIT,CLIP,GLUED RAIL TIE,2 | 247.1 | EA | 1
554830 | Asia | USD | SLEEVE, BLACK PDBS 30B | 2.94 | MT | 50
GT1161VF | United States | USD | ONE-SHOT, CABLE TO GRD RO | 26.24 | EA | 6
CSP1NB90 | Asia | USD | COAX SURGE PROTECTOR,90V,N-BULKHEAD,FF | 118.93 | EA | 1
GTC181G | Europe | USD | MOLD GTC181G | 212.91 | EA | 1
VSC9T | United States | USD | MOLD,CABLE TO VERT STL,45 | 212.91 | EA | 1
VNC2VLH | United States | USD | MOLD,CABLE TO VERT STL,HO | 212.91 | EA | 1
XLSSC2G | United States | USD | MOLD,CABLE,HORZ SPLICE | 252.73 | EA | 1
EGBA14210HB | United States | USD | BUSBAR,GRD,CU,1/4X2X10,HB | 88 | EA | 1
553590 | United States | USD | SUPPORT,FLEXIBAR,UFS | 206.16 | EA | 1
285124L1 | United States | USD | KIT,FLEXIBBAR,LAM | 695.857 | EA | 10
TAC3D8D | United States | USD | MOLD,CABLE,HORZ TEE | 212.91 | EA | 1
534045APG07 | United States | USD | FLEXIBAR,ADV,5X63X1MM,APG | 218.72 | EA | 1
ERICORE052T | United States | USD | DOWNCONDUCTOR,LIGHTNING, | 8788.28 | EA | 1
GNR332C | United States | USD | MOLD,CABLE TO GRD ROD,VER | 289.29 | EA | 1
SRF3800N | United States | USD | FILTER,REDUCTION,SURGE, | 20769.878 | EA | 1
SPDM200120/240 | United States | USD | PROTECTOR,SURGE,TDX200M,2 | 4401.09 | EA | 1
SBPAC3C | United States | USD | CONNECTOR,PLUG TRACK, | 19.57 | EA | 200
557320IR02 | United States | USD | BRAID, CU, TINNED | 102.72 | EA | 1
TAC2GSF | United States | USD | MOLD,CABLE,HORZ TEE | 212.91 | EA | 1
RRH582G | United States | USD | MOLD,CABLE TO REBAR,HORZ | 373.05 | EA | 1
RJC52Y5 | United States | USD | MOLD,CABLE TO REBAR,VERT | 212.91 | EA | 1
SES320F120240D | United States | USD | SES, 320KA, FILTER, | 1353.28 | EA | 1
RDH602G | United States | USD | MOLD,CABLE TO REBAR,HORZ | 373.05 | EA | 1
B542A004 | United States | USD | BAR ASSY,GRD,W/INSUL & BR | 80.27 | EA | 1
VBC2CV5C | United States | USD | MOLD,CABLE TO VERT STL,VE | 212.91 | EA | 1
PTCY7Y7 | Europe | USD | MOLD PTCY7Y7 | 212.91 | EA | 1
CAGRP161T | United States | USD | MOLD,CABLE TO GRD ROD,VER | 234 | EA | 1
EGBA14434CC | United States | USD | BAR,GRD BUS,1/4 X 4 X 34 | 392 | EA | 1
HDPTC9C9C | United States | USD | MOLD,CABLE, HORZ THRU PAR | 212.91 | EA | 1
LPC31212 | United States | USD | BASE,CU,STRAP 1/2IN POINT | 63.55 | EA | 1
EL12D6SP01 | United States | USD | COUPLER,LENTON,TERMINATOR | 42.37 | EA | 1
GYJ183Q | United States | USD | MOLD,CABLE TO GRD ROD,VER | 882.44 | EA | 1
ML534 | United States | USD | PLATE,DECK,#6,ASSY | 526.05 | EA | 0
TDC12MBCH | United States | USD | CABLE,COMPOSITE,19 STRAND | 113.57 | EA | 5
XBZV1Y6 | United States | USD | MOLD,CABLE,HORZ X LAPPED | 610.58 | EA | 1
EGBB14212JJ | Europe | USD | GRD BAR,C11000 CU,1/4INX2 | 98 | EA | 1
PB60BMJH002 | United States | USD | MOLD,BUS BAR,HORZ TEE BAR | 325.89 | EA | 1
RHC512Q | United States | USD | MOLD,CABLE TO REBAR,HORZ | 212.91 | EA | 1
DT130010R | United States | USD | TYPE 1, 300V, 1 0 | 170.77 | EA | 1
553040 | United States | USD | CONNECTOR,FLEXIBAR,50MM X | 12.88 | EA | 3
GYJ163H | United States | USD | MOLD,CABLE TO GRD ROD,VER | 882.44 | EA | 1
XB4Y9Y9 | Europe | USD | MOLD XB4Y9Y9 | 761.69 | EA | 1
BWCEAL | Europe | USD | MOLD,4X40MM BUS TO VERT | 212.91 | EA | 1
RRC53Y7 | Europe | USD | MOLD RRC53Y7 | 212.91 | EA | 1
549515 | United States | USD | SUPPORT,ALUMINUM | 27.59 | EA | 2
LPP899GY | United States | USD | ADHESIVE,ROOF,10.1OZ M1 | 26.89 | EA | 1
EL20A12CRN | United States | USD | COUPLER,LENTON,STANDARD, | 117.14 | EA | 1
HAH2G20C | United States | USD | MOLD,CABLE TO HORZ STL,HO | 373.05 | EA | 1
EL57TD14 | United States | USD | ANCHOR,TERMINATOR ASTMAA | 325.12 | EA | 1
ERICORE230U | United States | USD | DOWNCONDUCTOR,LIGHTNING, | 26504.207 | EA | 1
554760 | United States | USD | POLY,SLEEVE,100 M,BLACK, | 1.19 | MR | 1
563450 | United States | USD | BRAID,PREFAB,300X28X5MM, | 20.02 | EA | 10
PBB49728 | United States | USD | BOND,COMPOSITE 3RD RAIL,F | 308.06 | EA | 1
PTCY2Y1 | Europe | USD | MOLD PTCY2Y1 | 212.91 | EA | 1
EL43TD6Q | United States | USD | ANCHOR,LENTON TERMINATOR, | 72.87 | EA | 1
VVR9F | United States | USD | MOLD,CABLE TO VERT STL,VE | 289.29 | EA | 1
LPC319L12 | United States | USD | BASE,CU,PNT,1/2 THRD,CAST | 92.59 | EA | 1
SBB200E | Asia | USD | MOLD,WEB SIGNAL BOND,5/16X1 TAB,TB5 PAIR | 144.3 | EA | 1
LECY8EAM | United States | USD | MOLD,CABLE TO BUS/LUG,HOR | 212.91 | EA | 1
SBS17LINSUL | United States | USD | BOND STRAND,INSUL,S17 | 5.01 | EA | 0
A928K021 | United States | USD | NUT,HEX,1/2-13 S.S. | 1.41 | EA | 1
VSC2GV1.50 | United States | USD | MOLD,CABLE TO VERT STL,45 | 212.91 | EA | 1
WT2SOR | United States | USD | O-RING,SEAL,60 DUROMETER | 25.88 | EA | 1
GBJGT182LR1 | United States | USD | MOLD,GRD ROD TO ROD/RECEP | 882.44 | EA | 1
VGC2Q6 | United States | USD | MOLD,CABLE TO VERT STL,HO | 212.91 | EA | 1
CC58SAMP | United States | USD | ROD,SAMPLE,CU CLAD CUTAWA | 166.53 | EA | 0
CAVSP1Y | United States | USD | MOLD,CABLE TO VERT STL,45 | 233.95 | EA | 1
LJCEG2C | United States | USD | MOLD,CABLE TO BUS/LUG,HOR | 212.91 | EA | 1
47858090AEP | United States | USD | ROD,GRD,5/8,CU PLATED, 15 | 317.93 | EA | 1
B2700HK | United States | USD | CONNECTION,ASSY,INTERNAL | 5.51 | EA | 1
549320 | United States | USD | BUSBAR,SUPPORT,ADJUSTABLE | 103.83 | EA | 2
XBQY5Y3 | Europe | USD | MOLD XBQY5Y3 | 406.5 | EA | 1
EL22A2SS | United States | USD | COUPLER,LENTON STANDARD, | 109.63 | EA | 1
EGBA38424DD | United States | USD | BAR,ASSY,GRD BUS,3/8 X 4 | 306 | EA | 0
534010LAM12 | United States | USD | FLEXIBAR,ADV,2X20X1MM,LAM | 255.31 | EA | 10
GJC182Q | United States | USD | MOLD,CABLE TO GRD ROD,HOR | 212.91 | EA | 1
GYE262G | United States | USD | MOLD,CABLE TO GRD ROD,VER | 596.26 | EA | 1
SBPAJ348 | United States | USD | BOND,PLUG,S8 3/16X48 LONG | 14.77 | EA | 50
534006ATC01 | United States | USD | FLEXIBAR,ADV,2X15.5X0.8MM | 101.85 | EA | 0
534010SE47 | United States | USD | FLEXIBAR,ADV,2X20X1,SE | 43.95 | EA | 1
XBK4Y2Q | United States | USD | MOLD,CABLE,HORZ X LAPPED | 966.13 | EA | 1
TSCST | United States | USD | TOOL,SET,CADWELD | 117.01 | EA | 1
556700 | Asia | USD | EARTH BRAID MBJ 25-250-10 | 7.38 | EA | 10
LPA100GE03 | United States | USD | CONDUCTOR,SMOOTH,WEAVE,AL | 23.37 | EA | 1
RRC53Y3 | United States | USD | MOLD,CABLE TO REBAR,HORZ | 212.91 | EA | 1
PTCY6Y5 | United States | USD | MOLD,CABLE,HORZ THRU PARA | 212.91 | EA | 1
534045APG06 | United States | USD | FLEXIBAR,ADV,5X63X1MM,APG | 433.39 | EA | 1
PQDM3200B480 | United States | USD | PQDM-5-2P-480V, FSPM3200B | 4501.41 | EA | 1
FLXPRW0008 | United States | USD | FLEXIBAR,ADV,4X24X1MM,RW, | 233.76 | EA | 1
7000250S4 | Asia | USD | CLAMP,PIPE,OFFSET,2 1/2 IN | 181.21 | EA | 1
LPC501L | United States | USD | SPLICE,CU,STAMPED,CABLE, | 10.56 | EA | 1
556110 | United States | USD | POLY,SLEEVE,SPIRFLEX,25M, | 1.85 | MR | 1
556900 | Asia | USD | ROUND BRAID BJ 6-150S | 2.66 | EA | 10
PCC2G1T | United States | USD | MOLD,CABLE, HORZ TAP PARA | 212.91 | EA | 1
534018RTH03 | United States | USD | FLEXIBAR,ADV,4X24X1,RTH | 133.69 | EA | 1
VVRY4 | United States | USD | MOLD,CABLE TO VERT STL,VE | 289.29 | EA | 1
CAGRT161HM | United States | USD | MOLD,CABLE TO GRD ROD,VER | 196.62 | EA | 1
TL9T | United States | USD | TANG | 1.19 | EA | 0
554060 | Asia | USD | SILICON BRAID SLEEVE SBS 20 | 10.18 | EA | 25
633400PPI01 | United States | USD | ROD,GRD,3/4X10,CU CLAD,10 | 2.02 | EA | 5
534058SER01 | United States | USD | FLEXIBAR,ADV,10X100X1,SER | 1656.58 | EA | 1
505625 | United States | USD | BUSBAR,SPECIAL,.394X.394X | 70.97 | EA | 0
VSC2VV4 | United States | USD | MOLD,CABLE TO VERT STL,45 | 212.91 | EA | 1
534058GE05A | United States | USD | FLEXIBAR,ADV,10X100X1,GE | 985.49 | EA | 1
GYR169A | United States | USD | MOLD,CABLE TO GRD ROD,VER | 289.29 | EA | 1
T416C | Europe | USD | HIGH DENSITY POLYETHYLENE | 184.94 | EA | 1
PB10SS3B3QC001 | United States | USD | MOLD,CABLE,HORZ SPLICE | 153.72 | EA | 1
559663 | United States | USD | INS,1-1/2,5/16-18 X 1/2 | 2.67 | EA | 25
TAD4L3Q | United States | USD | MOLD,CABLE,HORZ TEE | 451.38 | EA | 1
LECT3EAJ | United States | USD | MOLD,CABLE TO BUS/LUG,HOR | 212.91 | EA | 1
RVR53Y5 | United States | USD | MOLD,CABLE TO REBAR,VERT | 596.26 | EA | 1
549410 | Asia | USD | BRACKET CABS - E | 3.1 | EA | 10
SPDS100120/208 | United States | USD | PQI, TDX100S120/208 | 3634.54 | EA | 1
B242JK | United States | USD | LUG,CU,1/2 X 3 X 3,2 9/16 | 70.22 | EA | 5
ELSDT4824 | United States | USD | TRANSFORMER,REDUCER,480V | 1097.89 | EA | 0
SBCS0810 | Europe | USD | CLAMP ASSEMBLY, BEAM/FLAN | 18.38 | EA | 1
XLVTC1V | United States | USD | MOLD,CABLE TO VERT STL,45 | 252.73 | EA | 1
A930W012 | United States | USD | ANCHOR,DROP IN,1/2-13 X 2 | 31.84 | EA | 1
CCCEH | United States | USD | MOLD,BUS TO VERT STL,HORZ | 212.91 | EA | 1
534027VRT04 | United States | USD | FLEXIBAR,ADV,6X32X1,VRT | 80.37 | EA | 25
613412HA01UL | United States | USD | ROD,GRD,3/4 X 12,CU CLAD, | 56.56 | EA | 5
B134 | United States | USD | MOLD,SUPPORT,CLAMP,ASSY | 101.02 | EA | 1
AT77H | United States | USD | ROD,GRD,5/8X1.5M,CU CLAD, | 25.53 | EA | 100
RBM267885K | United States | USD | FITTING,CADWELD,#14/#18 E | 556.05 | EA | 1
LAC2QEHW | United States | USD | MOLD,CABLE TO BUS/LUG,HOR | 233.07 | EA | 1
TACY7Y3 | United States | USD | MOLD,CABLE,HORZ TEE | 212.91 | EA | 1
534019AME04 | United States | USD | FLEXIBAR,ADV,5X24X1,AME | 47.48 | EA | 1
554760 | Asia | USD | SLEEVE POLYAMIDE PDBS 10B | 1.19 | MT | 1
534052RW15 | United States | USD | FLEXIBAR,ADV,8X80X1MM,RW, | 423.13 | EA | 10
GYE162QMW | United States | USD | MOLD,CABLE TO GRD ROD,VER | 656.74 | EA | 1
GTC163H | United States | USD | MOLD,CABLE TO GRD ROD,VER | 212.91 | EA | 1
CDMV0158 | Asia | USD | MOLD,GRAPHITE,MULTI,VERT | 213.29 | EA | 1
EGBA14424GG | United States | USD | BAR,ASSY,GRD,BUS,1/4 X 4 | 282 | EA | 1
GTC183Q | United States | USD | MOLD,CABLE TO GRD ROD,VER | 212.91 | EA | 1
A238GC2S24RH | United States | USD | CLAMP,FENCE,4/0 X 24 IN F | 252.53 | EA | 1
GPR181H | United States | USD | MOLD,CABLE TO GRD ROD,VER | 289.29 | EA | 1
PB72QVJH84C001 | United States | USD | MOLD,CABLE TO LUG,HORZ TA | 366.25 | EA | 1
DT175M | Europe | USD | MODULE, TYPE 1, 75V | 148.65 | EA | 1
559600 | United States | USD | INS,1,1/4-20 X 5/16 | 1.06 | EA | 50
GTC18Y5 | Europe | USD | MOLD GTC18Y5 | 212.91 | EA | 1
B522D | Europe | USD | CLAMP,ASSY,2 IN NOMINAL | 58.14 | EA | 1
INTCPTMI16AT | Europe | USD | ADAPTER, 28MM MAST TO 16M | 103.23 | EA | 1
B2733 | United States | USD | SUPPORT,INNER | 77.82 | EA | 0
569030 | Asia | USD | DISTRIBUT BLOCK UDJ 160A | 13.93 | EA | 160
VSC1HV21C | United States | USD | MOLD,CABLE TO VERT STL PI | 212.91 | EA | 1
290089 | United States | USD | BRAID,CU,TINNED,CUSTOM | 7.34 | EA | 0
GYR162L | United States | USD | MOLD,CABLE TO GRD ROD,VER | 289.29 | EA | 1
PB10GR182G | United States | USD | MOLD,CABLE TO GRD ROD,VER | 208.86 | EA | 1
A130AE | United States | USD | TUBING,HEAT SHRINK,33/8, | 63.97 | EA | 0
GJD263Q | United States | USD | MOLD,CABLE TO GRD ROD,HOR | 451.38 | EA | 1
HKH1G2 | United States | USD | MOLD,CABLE,TO HORZ STL PI | 373.05 | EA | 1
PTC2Q9C | United States | USD | MOLD,CABLE, HORZ THRU PAR | 212.91 | EA | 1
LAC2VEG | United States | USD | MOLD,CABLE TO BUS/LUG, | 212.91 | EA | 1
534503 | Asia | USD | IBS ADV 25-530-8-10 | 15.66 | EA | 10
RHC542L | United States | USD | MOLD,CABLE TO REBAR,HORZ | 212.91 | EA | 1
PBR8D8D | United States | USD | MOLD,CABLE, VERT PARALLEL | 266.58 | EA | 1
RCPY5 | United States | USD | MOLD,CABLE TO REBAR,VERT | 233.95 | EA | 1
PB80LS5X7HA120 | United States | USD | MOLD,CABLE TO BUS/LUG,HOR | 697.55 | EA | 1
XAD3Q3Q | United States | USD | MOLD,CABLE,HORZ X SAME PL | 451.38 | EA | 1
GTC332C | United States | USD | MOLD,CABLE TO GRD ROD,VER | 212.91 | EA | 1
EL14A12 | United States | USD | COUPLER,LENTON,A12,#14MM | 17.12 | EA | 1
XACY8Y7 | United States | USD | MOLD,CABLE,HORZ X SAME PL | 212.91 | EA | 1
NT1181LHQ | United States | USD | ONE-SHOT,CABLE TO GRD ROD | 33.64 | EA | 6
716213 | United States | USD | RAIL,DRILLING,TEMPLATE | 268.8 | EA | 1
563614 | Asia | USD | BRAID MBJYG 16-200-8 , Y/G INSULATED | 8.11 | EA | 10
TAC1K1H | United States | USD | MOLD,CABLE,HORZ TEE | 212.91 | EA | 1
LJCPALY2 | United States | USD | MOLD,CABLE TO BUS/LUG,HOR | 212.91 | EA | 1
LPC537 | Europe | USD | PLATE,CU,CAST,FLAT METCU, | 31.51 | EA | 1
VBC1LV5C | United States | USD | MOLD,CABLE TO VERT STL,VE | 212.91 | EA | 1
503210RB01 | United States | USD | BRAID,CU,TIN,300MM2,2 LYR | 182.91 | EA | 1
566580 | United States | USD | BUSBAR,FLEXIBLE,SUMMUM 2M | 149.66 | EA | 5
HSD4Y | United States | USD | MOLD,CABLE TO HORZ STL, | 451.38 | EA | 1
EL25A2 | United States | USD | COUPLER,LENTON STANDARD,# | 31.36 | EA | 1
EGBA14208GG | United States | USD | BAR ASSY,GRD BUS,1/4 X 2 | 74 | EA | 1
EL43TP13L | United States | USD | COUPLER,LENTON,P13L,46MM, | 213.67 | EA | 1
SSC2G | United States | USD | MOLD,CABLE,HORZ SPLICE | 212.91 | EA | 1
SSC1T | United States | USD | MOLD,CABLE,HORZ SPLICE | 212.91 | EA | 1
564200 | United States | USD | BRAID,SHUNT,POWER,TINNED, | 213.54 | EA | 2
534041KOM12 | United States | USD | FLEXIBAR,ADV,8X50X1MM,KOM | 203.16 | EA | 1
WTBR10E | Europe | USD | RECEPTOR,SURFACE,DISK,10 | 235.72 | EA | 1
TCR1T1T | United States | USD | MOLD,CABLE,VERT TEE HORZ | 289.29 | EA | 1
VSC2QV21CW | United States | USD | MOLD,CABLE TO VERT STL,45 | 233.07 | EA | 1
560930 | United States | USD | BUSBAR,SUPPORT,ABS ALU PE | 101.89 | EA | 1
UTB110DPM | United States | USD | PROTECTOR,SURGE,UTB REPLA | 156.28 | EA | 1
LPS411 | Asia | USD | POINT,SS304,INDUST STACK,5/8IN X 18IN | 93.12 | EA | 1
TAC2Q2L | United States | USD | MOLD,CABLE,HORZ TEE | 212.91 | EA | 1
LPC32138 | United States | USD | BASE,CU,STRAIGHT,3/8IN | 34.8 | EA | 1
LPP935 | United States | USD | BALL,GLASS,ORNAMENTAL, | 109.73 | EA | 1
534048DSN06 | United States | USD | FLEXIBAR,ADV,10X63X1,DSN, | 207.7 | EA | 1
CAHAA1GM | Europe | USD | MOLD CAHAA1GM | 92.21 | EA | 1
RBB1292JA | United States | USD | SLEEVE,CADWELD,B-SERIES, | 159.11 | EA | 1
EGBA14412BE | United States | USD | BAR ASSY,GRD BUS,1/4X4X12 | 150 | EA | 1
CAHAA1VA | United States | USD | MOLD,CABLE TO HORZ STL,HO | 129.72 | EA | 1
RRH542L | United States | USD | MOLD,CABLE TO REBAR,HORZ | 373.05 | EA | 1
548700 | Asia | USD | ISO TP 25M5 | 2.1 | EA | 50
300PLUSF20 | Asia | USD | CADWELD PLUS,#300,F20,LIGHT GREEN | 55.6 | EA | 50
RHS4TLTCCTK | United States | USD | KIT,TERMINATION,HEATER, | 30.61 | EA | 1
LPC31238 | United States | USD | BASE,CU,STRAP 3/8IN POINT | 61.72 | EA | 1
FLXPLAM0095 | Asia | USD | 718-A57273-001 | 299.93 | EA | 1
48348TD | United States | USD | TIEDOWN,SS,3/4 X 8 | 162.72 | EA | 0
TAC2Q9B | United States | USD | MOLD,CABLE,HORZ TEE | 212.91 | EA | 1
LPC247B | United States | USD | POINT,CU,BARE,5/8IN X | 113.58 | EA | 1
TAC3H3A | United States | USD | MOLD,CABLE,HORZ TEE | 212.91 | EA | 1
EGBB14106NN | United States | USD | BAR,GRD BUS,1/4 X 1 X 6 | 44 | EA | 1
IBTB | Europe | USD | INTERSYSTEM BONDING TERMI | 33.08 | EA | 1
TDX100C277/480 | Asia | USD | TDX,COMPACT,277/480V 4W+G,100KA/PH | 837.78 | EA | 1
EGBA14236NNT | United States | USD | BAR,GRD BUS,1/4X2X36 IN | 342 | EA | 1
ELFG50TCA | United States | USD | BAR,INSPECTION,50MM,FIELD | 154.53 | EA | 1
557680 | Asia | USD | ROUND BRAID RTCB 15-100 | 39.8 | MT | 1
CNC16PAM | Europe | USD | MOLD CNC16PAM | 212.91 | EA | 1
VBC9BV8C | United States | USD | MOLD,CABLE,TO VERT STL VE | 212.91 | EA | 1
B144E | Asia | USD | PACKING,PREFAB.,.25 X 3 X 3IN | 3.37 | EA | 20
TAC2V8D | United States | USD | MOLD,CABLE,HORZ TEE | 212.91 | EA | 1
RJC53Y1 | United States | USD | MOLD,CABLE TO REBAR,VERT | 198.99 | EA | 1
534048RW23 | United States | USD | FLEXIBAR,ADV,10X63X1,RW | 430.39 | EA | 1
534058GE08B | United States | USD | FLEXIBAR,ADV,10X100X1,GE | 1003.84 | EA | 1
RBT1110130H | United States | USD | SPLICE,KIT,#11 CADWELD T- | 258.89 | EA | 1
SS63SR | United States | USD | MOLD,HV CABLE SPLICE,HORZ | 1692.77 | EA | 1
GRC189E | United States | USD | MOLD,CABLE TO GRD ROD,VER | 212.91 | EA | 1
LPC221B | United States | USD | POINT,CU,BARE,1/2IN X 10 | 29.43 | EA | 1
A2314J | United States | USD | SLEEVE,COUPLER,3/16 X #9 | 2.06 | EA | 100
503520 | United States | USD | BRAID,CU,TINNED,150 M LG, | 4.86 | MR | 1
534034GE28 | United States | USD | FLEXIBAR,ADV,6X40X1MM,GE, | 237.81 | EA | 10
GRC159B | United States | USD | MOLD,CABLE TO GRD ROD,VER | 212.91 | EA | 1
LK11 | United States | USD | COUPLER,LENTON,INTERLOK,# | 102.08 | EA | 1
VFC1VV2.50 | United States | USD | MOLD,CABLE TO VERT STL | 212.91 | EA | 1
CEI20 | United States | USD | BUCKLE,STAINLESS, STEEL | 0.77 | EA | 100
LPA31958 | United States | USD | BASE,AL,OFFSET,5/8IN | 27.87 | EA | 1
PB20SC2C1T | United States | USD | MOLD,CABLE,HORZ SPLICE SI | 153.72 | EA | 1
SBB2516APR | Asia | USD | COVER ASSY,MOLD,T6/T7,PAIR | 40.6 | EA | 1
LPEEH2Q | United States | USD | MOLD,CABLE TO BUS,VERT TE | 596.26 | EA | 1
LPC265 | Asia | USD | POINT,CU,TUBULAR,5/8X24IN | 89.88 | EA | 0
557040 | United States | USD | BRAID,CU,PLAIN,25 M LG, | 8.27 | MR | 1
197810 | United States | USD | TAPE,CONDUCTOR,TC-HGSP-30 | 5.9 | EA | 30
PQDS1110B480 | United States | USD | PQDS-3-2P-480V, FSPS1110B | 1906.63 | EA | 1
PB13ST8DLH | United States | USD | MOLD,CABLE TO RAIL,HORZ T | 208.86 | EA | 1
534001LAM15 | United States | USD | FLEXIBAR,ADV,3X9X0.8,LAM | 103.9 | EA | 10
558440 | Asia | USD | CONTACT KIT M12 X 30 ZB | 2.06 | EA | 100
NDR182Q1V | United States | USD | MOLD,CABLE TO GRD ROD,HOR | 289.29 | EA | 1
VSC3QV6 | United States | USD | MOLD,CABLE TO VERT STL,45 | 212.91 | EA | 1
EGBA14206NN | United States | USD | BAR,ASSY,GRD,BUS,1/4 X 2 | 60 | EA | 1
285117 | United States | USD | KIT,FLEXIBAR,ADV,EATON | 230.54 | EA | 15
T372A | Europe | USD | CAN,REPAIR,GALV COMPOND | 52.47 | EA | 1
A808A07 | United States | USD | WIRE,STL,CU CLAD,BARE,#4 | 0.14 | EA | 0
PBW32S15WSLH | United States | USD | BOND KIT,WEB,STUB END W/S | 62.08 | EA | 1
EL20A2ES | United States | USD | COUPLER,LENTON STANDARD,# | 30.13 | EA | 1
TDX100S277/480T | United States | USD | PROTECTOR,SURGE,TDX100S,3 | 1622.82 | EA | 1
RAC2C | United States | USD | MOLD,GRD ROD TO RECEPTACL | 212.91 | EA | 1
554278 | United States | USD | BRAID,EARTH,SS,16MM2,CPI | 15.02 | EA | 10
A203 | United States | USD | CLIP,RAIL,5/16 DIA PARALL | 5.98 | EA | 100
LPS416 | Europe | USD | POINT,SS,INDUSTRIAL STACK | 226.98 | EA | 1
TGBA20L12PT | United States | USD | BAR ASSY,GRD BUS,1/4X2X20 | 198 | EA | 1
LPC208L | United States | USD | POINT,CU,3/8IN X 48IN | 79.4 | EA | 1
BQDPAMPAM | United States | USD | MOLD,BUS BAR,VERT TEE TAP | 451.38 | EA | 1
IBTB | United States | USD | TERMINATION,BONDING,ASSY | 33.08 | EA | 10
B122DEB | United States | USD | LUG,CU,3/16 X 1 ,TYPE GL, | 8.14 | EA | 0
RJC532Q | United States | USD | MOLD,CABLE TO REBAR,VERT | 212.91 | EA | 1
XBV7V7V | United States | USD | MOLD,CABLE,HORZ X LAPPED | 935.06 | EA | 1
LAC16PAM | United States | USD | MOLD,CABLE TO BUS/LUG,HOR | 212.91 | EA | 1
ECRH101T3D | United States | USD | GROUND ROD,ASSY,KIT.10FT, | 1935.34 | EA | 1
VBC9B | United States | USD | MOLD,CABLE TO VERT STL,VE | 212.91 | EA | 1
GRC169F | United States | USD | MOLD,CABLE TO GRD ROD, | 212.91 | EA | 1
ML501 | United States | USD | PISTON,QUICK-WEDGE,TOOL | 282.71 | EA | 0
B183DP100 | United States | USD | HINGE,ASSY,DOUBLE L TYPE, | 321.24 | EA | 100
RPSCW3STPW4 | United States | USD | WALKWAY,3 STEPS | 167895.05 | EA | 1
C120J | Europe | USD | FRAME,ASSY,VISE CLAMP, | 277.67 | EA | 1
EPGC1446X6T | United States | USD | PERIMETER,GRD,90 DEG BEND | 122.37 | EA | 1
A929A105 | United States | USD | WASHER,FLAT,3/4 S.S. | 2.52 | EA | 1
LPA34712 | United States | USD | BASE,AL,CAST,HALF SADDLE, | 52 | EA | 1
CAVNT1ERH16 | United States | USD | MOLD,CABLE TO VERT STL,HO | 207.39 | EA | 1
GRC221H | United States | USD | MOLD,CABLE TO GRD ROD,VER | 212.91 | EA | 1
CAVHT1L12 | United States | USD | MOLD,CABLE TO VERT CAST I | 207.39 | EA | 1
PCC3Q2Q | United States | USD | MOLD,CABLE,HORZ TAP PARAL | 212.91 | EA | 1
CDMV01H1B | United States | USD | MOLD,GRAPHITE,MULTI,VERT | 71.92 | EA | 1
LPA30412 | United States | USD | PLATE,STAMPED,AIR TERMINA | 22.81 | EA | 1
170460 | Asia | USD | 2H4/1012A | 238.33 | EA | 100
NCR142L | United States | USD | MOLD,CABLE TO GRD ROD, | 289.29 | EA | 1
PB10LAY0EK | United States | USD | MOLD,300MM2 CONC TO 1/4X3 | 208.86 | EA | 1
TACY9Y7 | Europe | USD | MOLD TACY9Y7 | 212.91 | EA | 1
EGBA14412RR | United States | USD | BAR,GRD BUS,1/4 X 4 X 12 | 150 | EA | 1
XLSSDW9 | United States | USD | MOLD,CABLE,HORZ SPLICE | 491.84 | EA | 1
534414 | Asia | USD | IBSB ADV 70-230-8-10 | 19.9 | EA | 10
MTKS4X6AEP6S | United States | USD | MAT,GRD,4FT X 6FT,#6 SOL, | 312.43 | EA | 1
EPGC122120 | United States | USD | BAR,GRD,PERIMETER,CU,1/2X | 624.55 | EA | 1
ELFG36CA | United States | USD | LENTON,BAR END GAGE,FIELD | 154.53 | EA | 1
811380 | United States | USD | GROUND ROD,GALV,POINTED, | 25.59 | EA | 5
EGBA14172NN | United States | USD | BAR,GRD BUS,1/4 X 1 X 72 | 387 | EA | 1
LPC570 | United States | USD | BOLT,U,CASTING ASSEMBLY | 35.56 | EA | 1
LPC205ST | United States | USD | POINT,CU,BLUNT,3/8IN X | 68.91 | EA | 1
SGT24010R | Asia | USD | Spark Gap Type 2, 40 kA, 1 0 | 152.63 | EA | 0
534442 | United States | USD | IBSB ADV 240-430-10-12 | 94.96 | EA | 2
A929A113 | United States | USD | WASHER,FLAT,FENDER OVERSI | 0.12 | EA | 0
PBW33S9WSB | United States | USD | BOND,STUB END WEB,500 RLA | 32.67 | EA | 0
HDVFR2Q | United States | USD | MOLD,CABLE TO VERT STL,VE | 289.29 | EA | 1
UTB30DPS | Asia | USD | PROTECTOR,SURGE,UTB,COMBINED,30V,800MA,1 | 205.2 | EA | 1
A811D26F100A | United States | USD | COIL,CU,.016 X 3/4IN WIDE | 13.04 | EA | 1
534010HDQ08 | United States | USD | FLEXIBAR,ADV,2X20X1MM,HDQ | 42.8 | EA | 1
633403 | United States | USD | ROD,GRD,3/4X10,SEC,CU BON | 91.58 | EA | 5
4H58 | Asia | USD | CADDY, BEAM CLIP | 125.9 | EA | 200
XLVTP1L003M | United States | USD | MOLD,CABLE TO VERT STL,HO | 188.06 | EA | 1
615859SP01 | United States | USD | ROD,GRD,5/8,CU PLATED, | 54.94 | EA | 5
TAD3X3Q | United States | USD | MOLD,CABLE,HORZ TEE | 451.38 | EA | 1
VSC1G | United States | USD | MOLD,CABLE TO VERT STL,45 | 212.91 | EA | 1
B364P1 | United States | USD | GUARD,GRINDER PULLEY COVE | 20.11 | EA | 0
GFC8HT5 | United States | USD | MOLD,CABLE TO GRD ROD,HOR | 212.91 | EA | 1
SBA137 | United States | USD | MOUNT,ENGINE | 725.89 | EA | 1
534006SE15 | United States | USD | FLEXIBAR,ADV,2X15.5X0.8, | 43.63 | EA | 1
VFRY8 | United States | USD | MOLD,CABLE TO VERT STL,VE | 289.29 | EA | 1
VVC1HV3.50 | United States | USD | MOLD,CABLE TO VERT STL,VE | 212.91 | EA | 1
CD3B | Asia | USD | CADDY, CONDUIT CLIP ZP,1-1/4 RIGID | 136.67 | EA | 100
LEC1VCF | United States | USD | MOLD,CABLE TO BUS/LUG,HOR | 212.91 | EA | 1
FLXPABB0062 | United States | USD | FLEXIBAR,ADV,2X20X1,ABB | 129.857 | EA | 1
504690 | United States | USD | BRAID,CU,TINNED,200 M LG, | 2.92 | MR | 1
FS9T14ESC | United States | USD | REBAR ASSY,D14,EPOXY, | 69.67 | EA | 1
VBC9G | United States | USD | MOLD,CABLE TO VERT STL, | 212.91 | EA | 1
812M | Asia | USD | CADDY, CONDUIT CLIP | 84.94 | EA | 100
CAHCA2C | United States | USD | MOLD,CABLE TO HORZ STL,HO | 129.72 | EA | 1
534057PSC05 | United States | USD | FLEXIBAR,ADV,8X100X1,PSC | 529.65 | EA | 1
PB20TA2V1L | United States | USD | MOLD,CABLE,HORZ TEE | 153.72 | EA | 1
LU20DR14D | United States | USD | LENTON ULTIMATE,ANCHOR, | 12.65 | EA | 1
VSC1EV3C | United States | USD | MOLD,CABLE TO VERT STL, | 212.91 | EA | 1
ECB144144 | United States | USD | COPPER BAR,1/4X4X144 LG, | 968.85 | EA | 1
560910 | Asia | USD | ABS KIT 160X10 | 17.2 | EA | 1
HDSSC2G | United States | USD | MOLD,CABLE,HORZ SPLICE | 212.91 | EA | 1
ERICORE150T | United States | USD | DOWNCONDUCTOR,LIGHTNING, | 20938.613 | EA | 1
EGBA14212EE | United States | USD | BAR,GRD BUS,1/4 X 2 X 12 | 102 | EA | 1
FLXPLAM0061 | United States | USD | FLEXIBAR,ADV,2X15.5X0.8MM | 267.24 | EA | 1
XLTAK4T001S | United States | USD | MOLD,CABLE,HORZ TEE | 1047.78 | EA | 1
560730 | Asia | USD | DISTANCE HOLDER 120M6 | 2.79 | EA | 100
568610 | United States | USD | BUSBAR,BRASS,NEUTRAL,EB12 | 8.85 | EA | 10
548581 | Asia | USD | INSULATOR ISO TP 50M12 | 8.32 | EA | 25
534027L3MP | United States | USD | FLEXIBAR,BUSBAR,MTO, | 256.89 | EA | 100
VBC1B | United States | USD | MOLD,CABLE TO VERT STL,VE | 212.91 | EA | 1
B141A | Europe | USD | SHIM,CU,.013 X 3 IN X 1 1 | 2.53 | EA | 50
HTCY6 | Europe | USD | MOLD HTCY6 | 212.91 | EA | 1
561146 | Asia | USD | BLOCK,SPLICE,800AMP,LUG | 135.09 | EA | 0
GTD18P9 | United States | USD | MOLD,CABLE TO GRD ROD, | 451.38 | EA | 1
TMGBA12L15P | Europe | USD | BAR ASSY,GRD BUS,1/4X4X12 | 150 | EA | 1
CACHAADC6 | United States | USD | MOLD,BUS TO HORZ STL,THRU | 129.72 | EA | 1
LCP01A | Asia | USD | LOAD CELL PROTECTOR,4 OR 6 WIRE,30V CLMP | 513.08 | EA | 1
EGBA14312AA | United States | USD | BAR,GRD BUS,1/4 X 3 X 12 | 123.87 | EA | 1
508151 | Asia | USD | FleXbus Firestop Block FBB, 144 mm | 92.33 | EA | 4
508152 | Asia | USD | FleXbus Insulating Bandage FIB | 413.53 | EA | 1
LACY4CAJ | Europe | USD | MOLD LACY4CAJ | 212.91 | EA | 1
VFR2L | United States | USD | MOLD,CABLE TO VERT STL,VE | 289.29 | EA | 1
549450 | Asia | USD | CABS BRACKET TH KIT | 20.87 | EA | 5
SB20175HF | United States | USD | BOND KIT,JOINT,5/16 HEAD | 13.28 | EA | 100
HDTAD3Q9F | United States | USD | MOLD,CABLE,HORZ TEE | 451.38 | EA | 1
VFC1VV2 | United States | USD | MOLD,CABLE TO VERT STL,VE | 212.91 | EA | 1
563300 | Asia | USD | BRAID MBJ 16-200-6 | 4.31 | EA | 10
PTC1K1K | Europe | USD | MOLD,#4 SOL TO #4 SOL,PT | 212.91 | EA | 1
PB20PG2G2G | United States | USD | MOLD,CABLE,HORZ THRU PARA | 153.72 | EA | 1
LJCCAJY6 | Europe | USD | MOLD LJCCAJY6 | 212.91 | EA | 1
DT175M | Asia | USD | Type 1 Module, 75V | 148.65 | EA | 0
PTCS5S5 | United States | USD | MOLD,CABLE, HORZ THRU PAR | 212.91 | EA | 1
FLXPKOM0002 | United States | USD | FLEXIBAR,ADV,6X40X1MM,KOM | 213.37 | EA | 1
LPC810S | United States | USD | HOLDER,CABLE,STAMPED,FING | 2.66 | EA | 1
TAC1V1H | United States | USD | MOLD,CABLE,HORZ TEE | 212.91 | EA | 1
534033PMR06 | United States | USD | FLEXIBAR,ADV,5X40X1, PMR | 120.68 | EA | 10
GTC222C | United States | USD | MOLD,CABLE TO GRD ROD,VER | 212.91 | EA | 1
PB63TA6H3Q | United States | USD | MOLD,CABLE,HORZ TEE | 366.25 | EA | 1
505686 | United States | USD | BUSBAR,SPECIAL,3/8X8,110X | 451.52 | EA | 1
B295X51Z67 | United States | USD | LABEL,ADHESIVE,TYPE 2 | 86.03 | EA | 0
DT2150M | United States | USD | TYPE 2 MODULE, 150V | 59.76 | EA | 1
ELMP232 | United States | USD | SET,CHASER,1.25MM,PACKAGE | 281.86 | EA | 1
PSD5T | United States | USD | MOLD,CABLE,PULL SPLICE | 451.38 | EA | 1
EGBA38460BB | United States | USD | BAR,GRD BUS,3/8 X 4 X 60 | 747 | EA | 1
LPC428 | United States | USD | POINT,CU,BARE,INDUSTRIAL | 401.21 | EA | 1
SBTBJ3436B | United States | USD | BOND,JUMPER,3/16 & 1 TAB | 10.99 | EA | 1
CAFCA1L6 | United States | USD | MOLD,CABLE,TO HORZ C.I.PI | 129.72 | EA | 1
EGBA38424CC | United States | USD | BAR,GRD BUS,3/8 X 4 X 24 | 306 | EA | 1
554302 | Asia | USD | CPI 25-300-10 | 19.53 | EA | 1
508026 | Asia | USD | FleXbus Cond., 545 mm?, 8,000 mm | 953.54 | EA | 1
534028STK02 | United States | USD | FLEXIBAR,ADV,8X32X1MM,STK | 250.44 | EA | 10
551280 | Asia | USD | PROTEC.SCR. 1000X2000X3MM | 169.4 | EA | 1
EGBC14316LL | United States | USD | BAR,GRD BUS,1/4 X 3 X 16 | 144 | EA | 1
EL22P8Q | United States | USD | COUPLER,LENTON,POSITION, | 157.14 | EA | 1
HDVVF9C | United States | USD | MOLD,CABLE TO VERT STL,VE | 507.28 | EA | 1
SBA1812 | United States | USD | EXTENSION,FLEX,SHAFT ADAP | 127.97 | EA | 1
534411 | Asia | USD | IBSB ADV 50-630-8-10 | 32.22 | EA | 10
VBCSF | Europe | USD | MOLD VBCSF | 212.91 | EA | 1
SRF3800N | Asia | USD | SRF,N-SERIES, 3PH,800A,240/415V | 20769.878 | EA | 1
HDGTC162Q | United States | USD | MOLD,CABLE TO GRD ROD,VER | 212.91 | EA | 1
CASST1G | United States | USD | MOLD,CABLE,HORZ SPLICE | 207.39 | EA | 1
PB13ST1BLH | United States | USD | MOLD,CABLE TO RAIL,HORZ T | 208.86 | EA | 1
HTC2Q1.25 | United States | USD | MOLD,CABLE TO HORZ STL,HO | 212.91 | EA | 1
VGC1T | United States | USD | MOLD,CABLE TO VERT STL,HO | 212.91 | EA | 1
MBG03 | United States | USD | MOLD,BLANK,150200 C PRICE | 144.7 | EA | 1
SPDC50120/208 | United States | USD | PROTECTOR,SURGE,TDX50C,3P | 1760.45 | EA | 1
LPA100250 | Asia | USD | CABLE,AL,SMOOTH WEAVE,24 | 1.69 | FT | 1
EGBA12412AA | United States | USD | BAR,GRD BUS,1/2 X 4 X 12 | 234 | EA | 1
VSC2GV3CW | United States | USD | MOLD,CABLE TO VERT STL,45 | 233.07 | EA | 1
HDXAC2G2G | United States | USD | MOLD,CABLE,HORZ X SAME PL | 212.91 | EA | 1
HDTAC2Q9G | United States | USD | MOLD,CABLE,HORZ TEE | 212.91 | EA | 1
S3671P | United States | USD | INSERT,CERAMIC,HIGH VOLTA | 1.86 | EA | 0
CAGFP311V | United States | USD | MOLD,CABLE TO ROD,HORZ SP | 233.95 | EA | 1
TSF24MDSD | United States | USD | MODULE, SURGE, TSF, 24V | 125.66 | EA | 1
GTC161V | United States | USD | MOLD,CABLE TO GRD ROD,VER | 212.91 | EA | 1
LPA103IN0500.0 | United States | USD | CABLE,AL,SMOOTH WEAVE,INS | 7157.75 | EA | 1
HAC1L020 | United States | USD | MOLD,CABLE TO HORZ STL,HO | 212.91 | EA | 1
508034 | Asia | USD | FleXbus Cond., 640 mm?, 6,000 mm | 874 | EA | 1
SSC2C1L | United States | USD | MOLD,CABLE,HORZ SPLICE | 212.91 | EA | 1
GTC35Y5 | Europe | USD | MOLD GTC35Y5 | 212.91 | EA | 1
B134 | Asia | USD | CLAMP, MOULD SUPPORT | 101.02 | EA | 1
CSBQIKCL0125EG | Asia | USD | 1-1/4 QUICK GRIP LATERAL SWAY BRACE EG | 2781.55 | EA | 0
LPC571L | Europe | USD | BOLT,U,CABLE SPLICER CAST | 65.61 | EA | 1
EL43T43A2 | United States | USD | COUPLER,LENTON TRANSITION | 77 | EA | 1
SSC4L | United States | USD | MOLD,CABLE,HORZ SPLICE | 212.91 | EA | 1
LPC664 | United States | USD | CONNECTION,THRU ROOF,CU | 92.41 | EA | 1
HDGRC161V | United States | USD | MOLD,CABLE TO GRD ROD,VER | 212.91 | EA | 1
RTBN30M | United States | USD | RAIL TRANSIENT BARRIER, | 118.31 | EA | 1
561770 | Asia | USD | METAL SPACER M6 X 20 | 1 | EA | 50
CAHBA1K10 | United States | USD | MOLD,CABLE TO HORZ CAST I | 125.8 | EA | 1
RBM2890S | United States | USD | FRAME,CADWELD,FOR POURING | 504.56 | EA | 1
LPC272LCTO | United States | USD | ROD,SOLID EXTENSION,CU, | 196.64 | EA | 1
GTC16Y5 | Europe | USD | MOLD GTC16Y5 | 212.91 | EA | 1
LAC1LCE | United States | USD | MOLD,CABLE TO BUS/LUG,HOR | 212.91 | EA | 1
534041KOM07 | United States | USD | FLEXIBAR,ADV,8X50X1MM,KOM | 302.6 | EA | 1
508028 | United States | USD | BRAID,FLEXIBLE, | 1137.61 | EA | 1
RRH562V | United States | USD | MOLD,CABLE TO REBAR,HORZ | 373.05 | EA | 1
AT53H | United States | USD | ROD,GRD,5/8,CU CLAD,10 | 32.47 | EA | 100
BC24M | Asia | USD | CADDY, BEAM CONDUIT CLAMP | 515.34 | EA | 0
TAC2V1T | United States | USD | MOLD, CABLE,HORZ TEE | 212.91 | EA | 1
PCC1V1H | United States | USD | MOLD,CABLE, HORZ TAP PARA | 212.91 | EA | 1
PVT21000R | Asia | USD | PV CLASS 2, 1000VDC | 180.2 | EA | 30
MS/RESI | United States | USD | QUICK SALE | 0.26 | EA | 0
VBC2GV3C | United States | USD | MOLD,CABLE TO VERT STL,VE | 212.91 | EA | 1
BWCEAL | United States | USD | MOLD,BUS/LUG TO VERT STL, | 212.91 | EA | 1
B117A100 | Europe | USD | DISK,STEEL,3/4 DIA,100 PI | 0.19 | EA | 100
CDM01 | United States | USD | MOLD,GRAPHITE,MULTI | 527.86 | EA | 1
XLRDM512Q | United States | USD | MOLD,CABLE TO REBAR,HORZ | 1160.63 | EA | 1
554346 | Asia | USD | CPI 50-300-12 | 25.35 | EA | 1
PCCY6Y6 | Europe | USD | MOLD PCCY6Y6 | 212.91 | EA | 1
LJCEALY1 | Europe | USD | MOLD LJCEALY1 | 212.91 | EA | 1
615883HA01UL | United States | USD | ROD,GRD,5/8X8,CU CLAD,13 | 41.78 | EA | 5
512A | Asia | USD | HANGER,BAR,ELECT BOX 24 SPAN 8 | 2450.04 | EA | 0
CC2074/0 | United States | USD | XFMR GR CLAMP,VISE,2/0SOL | 34.21 | EA | 10
CAHBA1V14 | United States | USD | MOLD,CABLE TO HORZ CAST I | 129.72 | EA | 1
TAC1L1H | United States | USD | MOLD,CABLE,HORZ TEE | 212.91 | EA | 1
HTC2Q2 | United States | USD | MOLD,CABLE TO HORZ STL,HO | 212.91 | EA | 1
561810 | United States | USD | METAL SPACER M6 X 60 | 1.54 | EA | 25
GTT161KM | United States | USD | MOLD,CABLE TO GRD ROD,VER | 139.13 | EA | 1
RBF125 | United States | USD | MATERIAL,FILLER,REBAR FER | 59.68 | EA | 1
SST1X | United States | USD | MOLD,CABLE,HORZ SPLICE | 207.39 | EA | 1
TAC3A2Q | United States | USD | MOLD,CABLE,HORZ TEE | 212.91 | EA | 1
VTC2Q006 | United States | USD | MOLD,CABLE TO VERT STL,VE | 212.91 | EA | 1
EL36P14LES | United States | USD | COUPLER,LENTON,P14L,#11, | 144.45 | EA | 1
LAD4YJK | United States | USD | MOLD,CABLE TO BUS/LUG, | 451.38 | EA | 1
HDTAC3Q9F | United States | USD | MOLD,CABLE,HORZ TEE | 212.91 | EA | 1
CSBBRP0200EG | Asia | USD | SEISMIC RESTRAINT, 2", PIPE ATTACH | 515.93 | EA | 100
A251 | Asia | USD | CLIP,RAIL,3/8IN,DOUBLE PARALLEL | 6.12 | EA | 50
GC065TH | Asia | USD | GRD ROD CLP 5/8-3/4,2/0SOL-250MCM,3 HOLE | 84.87 | EA | 5
SBTBTB5E | United States | USD | WELDER,BOND,5/16 & 1 TAB, | 331.74 | EA | 1
FLXPCRS0002 | United States | USD | FLEXIBAR,ADV,2X20X1MM,CRS | 93.55 | EA | 1
512MH | United States | USD | HANGER,BAR,ELECTRICAL BOX | 21.32 | EA | 50
EGBA14206EE | United States | USD | BAR,GRD BUS,1/4 X 2 X 6 | 60 | EA | 1
534058ABB04 | United States | USD | FLEXIBAR,ADV,10X100X1,ABB | 429.22 | EA | 1
557350WS01 | United States | USD | BRAID,CU,TIN,100MM2,4LYR, | 142.93 | EA | 1
SBB201 | United States | USD | ENGINE,BRIGGS&STRATTON, | 1335.42 | EA | 1
NCR18Y4 | Europe | USD | MOLD NCR18Y4 | 289.29 | EA | 1
PTC2G2QW | United States | USD | MOLD,CABLE, HORZ THRU PAR | 253.23 | EA | 1
SPDS200240D | United States | USD | PQI, TDX200S240D | 4165.05 | EA | 1
GTT311K | United States | USD | MOLD,CABLE TO GRD ROD,VER | 207.39 | EA | 1
PGT1K1K | United States | USD | MOLD,CABLE, HORZ THRU PAR | 207.39 | EA | 1
LPLC464 | United States | USD | JUMPER,LEAD,COVERED,EYE | 415.14 | EA | 1
B159V | Asia | USD | FRAME, VERT, SPLIT, VERT PIP | 327.46 | EA | 1
GRC18Y5 | Europe | USD | MOLD GRC18Y5 | 212.91 | EA | 1
561740 | United States | USD | METAL SPACER M5 X 70 | 1.76 | EA | 25
558591 | United States | USD | BRAID,SHUNT,INSULATED,IBS | 20.39 | EA | 12
545670 | United States | USD | BUSBAR,HYDRAULIC,BENDER | 9458.1 | EA | 1
613480PWC01 | United States | USD | ROD,GRD,3/4X8,CU BONDED | 35.7 | EA | 50
534057L3MP | United States | USD | FLEXIBAR,BUSBAR,MTO, | 1199.32 | EA | 50
SSC2Q1K | Europe | USD | MOLD SSC2Q1K | 212.91 | EA | 1
VVR2QV10 | United States | USD | MOLD,CABLE TO VERT STL,VE | 289.29 | EA | 1
CAHBA1K | United States | USD | MOLD,CABLE TO HORZ CAST I | 129.72 | EA | 1
EHL12FC1K1K | Europe | USD | HAMMERLOCK EHL12FC1K1K | 43.31 | EA | 25
RHC532L | United States | USD | MOLD,CABLE TO REBAR,HORZ | 212.91 | EA | 1
LPPED2 | United States | USD | LIGHTNING PROTECTION MAST | 3417.56 | EA | 1
XBQY4Y4 | Europe | USD | MOLD XBQY4Y4 | 406.5 | EA | 1
PTC2G8C | United States | USD | MOLD,CABLE, HORZ THRU PAR | 212.91 | EA | 1
EPGC1418X8FL | United States | USD | PERIMETER,GRD,90DEG FLAT | 49.99 | EA | 1
CAHAA2CM | United States | USD | MOLD,CABLE TO HORZ STL,HO | 92.21 | EA | 1
CAFSA1V | United States | USD | MOLD,BUS TO VERT STL,VERT | 129.72 | EA | 1
534056RW41 | United States | USD | FLEXIBAR,ADV,6X100X1MM,RW | 471.09 | EA | 10
PBW12W00260B | United States | USD | BOND,JOINT,250 RLAY INSUL | 118.4 | EA | 1
TDS50240 | Asia | USD | TDS,1 PHASE,3 MODE,240V,SHUNT MODULE | 349.94 | EA | 1
534040PY05 | United States | USD | FLEXIBAR,ADV,6X50X1MM,PY, | 261.95 | EA | 1
UTB30DPSM | United States | USD | PROTECTOR,SURGE,UTB REPLA | 144.92 | EA | 1
LPC123250 | Asia | USD | CABLE,CU,SMOOTH WEAVE,36 STR X 17GA | 6.38 | FT | 250
SBA255D1 | United States | USD | CLIP ASSY,RAIL,12.5MM MES | 13.82 | EA | 25
534045APG13 | United States | USD | FLEXIBAR,ADV,5X63X1MM,APG | 257.17 | EA | 1
548620 | United States | USD | INSULATOR,BUSBAR,ISO TP | 14.55 | EA | 10
HAA1Y | United States | USD | MOLD,CABLE TO HORZ STL,HO | 129.72 | EA | 1
EL1210A2 | United States | USD | COUPLER,LENTON,A2,TRANSIT | 30.84 | EA | 1
SBS12C | United States | USD | SLEEVE,BOND,FIELD MADE | 0.87 | EA | 100
PQDM1111B480 | United States | USD | PQDM-4-2P-480V, FSPM1111B | 3901.72 | EA | 1
CAVNT1V4RH | United States | USD | MOLD,CABLE TO VERT STL,HO | 207.39 | EA | 1
VSC2GV3 | United States | USD | MOLD,CABLE TO VERT STL,45 | 212.91 | EA | 1
534028MJP02 | United States | USD | FLEXIBAR,ADV,8X32X1MM,MJP | 216.9 | EA | 10
RPSCW4STPW | United States | USD | WALKWAY,4 STEPS,36IN W204 | 167896.72 | EA | 1
EHL34C1V | Europe | USD | HAMMERLOCK EHL34C1V | 30.38 | EA | 25
615850KIT01 | United States | USD | GROUND ROD KIT, 615850 | 58.15 | EA | 1
PBW2C | Asia | USD | MOLD PAIR,1/0 CONC TO WEB OF RAIL | 186.06 | EA | 1
SVC1T | United States | USD | MOLD,CABLE,VERT SPLICE | 212.91 | EA | 1
505615 | United States | USD | BUSBAR,SPECIAL,3/16X1X96, | 171.21 | EA | 0
534013EA03 | United States | USD | FLEXIBAR,ADV,5X20X1,EA | 149.19 | EA | 1
DEPRS42299D | Asia | USD | PROTECTOR, DATA, EQUIP, RS422, DB9 | 112.66 | EA | 1
FJ2G24SK | United States | USD | JUMPER,SWAGED,2/0 CONC 24 | 78.96 | EA | 1
HSC4L | United States | USD | MOLD,CABLE TO HORZ STL,HO | 212.91 | EA | 1
SIM40C2316 | Europe | USD | MAST 40MM DIAM X 2M, 316 | 409.19 | EA | 1
ZWP1J | United States | USD | CLAMP,PIPE,1/2-1 IN,ZINC | 3.06 | EA | 25
GRT331L | United States | USD | MOLD,CABLE TO GRD ROD,VER | 207.39 | EA | 1
B540C909T | United States | USD | BUSBAR,GRD,FORMED,1/4X4X7 | 63.72 | EA | 1
FLXPLAM0069 | Asia | USD | 718-A58352-001 | 208.24 | EA | 1
EL22P8 | United States | USD | COUPLER,LENTON POSITION, | 107.58 | EA | 1
534055EA02 | United States | USD | FLEXIBAR,ADV,5X100X1MM,EA | 117050.47 | EA | 1
613453PPL02 | United States | USD | ROD,GROUND ASSY,3/4,13MIL | 279.27 | EA | 1
534014 | United States | USD | FLEX ADV2MTC 6X20X1 | 158.03 | EA | 3
TGBF12L06PT | United States | USD | BUSBAR,GRD,1/4X2X12X,TGB | 160 | EA | 1
B194CLH | United States | USD | CLIP,BOND, 250 RLAY C BON | 106.05 | EA | 0
TDX100C277/480 | United States | USD | PROTECTOR,SURGE,TDX100C,3 | 837.78 | EA | 1
FLXPABB0021 | United States | USD | FLEXIBAR,ADV,6X40X1,ABB, | 150.78 | EA | 1
611330 | Europe | USD | EARTH ROD,CU BOND,POINTED | 15.39 | EA | 5
534010LAM07 | United States | USD | FLEXIBAR,ADV,2X20X1MM,LAM | 195.75 | EA | 10
CA15PLUSF33 | United States | USD | CADWELD PLUS,#15,F33 | 6.33 | EA | 20
GPECNBK024 | United States | USD | ELECTRODE,GRD PLATE,1/16X | 139.24 | EA | 0
534010GE05 | United States | USD | FLEXIBAR,ADV,2X20X1MM,GE, | 77.53 | EA | 1
RDH552GM | United States | USD | MOLD,CABLE TO REBAR,HORZ | 284.59 | EA | 1
XBM2C2C | United States | USD | MOLD,CABLE,HORZ X LAPPED | 649.88 | EA | 1
LPC48058SH | United States | USD | FASTENER,CU,BARE POINT, | 70 | EA | 1
508064 | United States | USD | BRAID,FLEXIBLE, | 2393.46 | EA | 1
DT130030R | Asia | USD | Type 1, 300V, 3 0 | 525.28 | EA | 0
BC260025EGR1 | United States | USD | CLAMP,BEAM,1/4 MAL | 3.63 | EA | 25
EGBF14420LL | United States | USD | BUSBAR,GRD,CU,1/4X4X20,LL | 310 | EA | 1
PBW32W00348LHB | United States | USD | BOND,STUB,IMPD SIDE,250 | 128.53 | EA | 0
534010ABB23 | United States | USD | FLEXIBAR,ADV,2X20X1MM,ABB | 136.07 | EA | 1
PTC2L2G | United States | USD | MOLD,CABLE,HORZ THRU PARA | 212.91 | EA | 1
559154 | Asia | USD | PUNCH AND DIE FOR MFPT M8 | 132.04 | EA | 1
GYE163A | United States | USD | MOLD,CABLE TO GRD ROD,VER | 596.26 | EA | 1
LPC55138 | Asia | USD | TERMINAL BONDING LUG,COPPER,3/8" HOLE | 36.89 | EA | 1
PTC2Q1H | United States | USD | MOLD,CABLE, HORZ THRU PAR | 212.91 | EA | 1
534034GE56 | United States | USD | FLEXIBAR,ADV,6X40X1MM,GE, | 293.68 | EA | 10
534024RES01 | United States | USD | FLEXIBAR,ADV,3X32X1MM,RES | 138.64 | EA | 10
VNC1VLH1.50 | United States | USD | MOLD,CABLE TO VERT STL,HO | 212.91 | EA | 1
GYP16008M | United States | USD | MOLD,CABLE TO GRD ROD,VER | 234 | EA | 1
RBWS2620RHJ | United States | USD | BASIN,POURING,#14 SPECIAL | 671.5 | EA | 1
LPA34058 | United States | USD | BASE,AL,CAST,STEEL MOUNT, | 24.88 | EA | 1
EGBA14436QQT | United States | USD | BAR,GRD BUS,1/4 X 4 X 36 | 486 | EA | 1
S1V45M | United States | USD | MOLD,HV CABLE SPLICE,HORZ | 203.68 | EA | 1
LJCJG2Q | Europe | USD | MOLD LJCJG2Q | 212.91 | EA | 1
RBM2669125J | United States | USD | FITTING,CADWELD,#14 END A | 211.15 | EA | 1
LPC513 | United States | USD | SPLICE,CU,CABLE,STRAIGHT | 43.78 | EA | 1
S1V41 | United States | USD | MOLD,HV CABLE SPLICE,HORZ | 443.8 | EA | 1
SBTBCU412 | United States | USD | BOND KIT,BOOTLEG,3/16 X 1 | 8.87 | EA | 100
DT130020R | Europe | USD | DIVERTER,TYPE 1, 300V, 20 | 334.22 | EA | 1
A163H | United States | USD | TERMINAL,STL,7/16 DIA X 3 | 0.8 | EA | 0
TGBF06L02PT | United States | USD | TELECOM GROUNDING BUSBAR, | 94 | EA | 1
RBW6559HA | United States | USD | SLEEVE,CADWELD,LOW SLIP # | 86.71 | EA | 1
B322 | United States | USD | CLIP,HOLDING, | 16.77 | EA | 1
PCC2C1T | United States | USD | MOLD,CABLE, HORZ TAP PARA | 212.91 | EA | 1
PB10SS2W3DC | United States | USD | MOLD,CABLE,HORZ SPLICE | 208.86 | EA | 1
ECRH201T10UX1 | United States | USD | ELECTRODE,CHEMICAL,GRD,W/ | 2738.54 | EA | 1
PLUSCU2L6 | United States | USD | CADWELD PLUS CONTROL UNIT | 344.98 | EA | 1
554324 | Asia | USD | CPI 35-300-12 | 20.83 | EA | 1
GYR18Y6 | United States | USD | MOLD,CABLE TO GRD ROD,VER | 289.29 | EA | 1
PBW3SLH | Europe | USD | MOLD,CABLE,FORMED TERMINA | 116.79 | EA | 1
RDM52Y6 | United States | USD | MOLD,CABLE TO REBAR,HORZ | 649.88 | EA | 1
HSP10K230 | Asia | USD | HIGH SPEED PROT,230V,8MBS,KRONE | 223.61 | EA | 1
LECY6PAL | United States | USD | MOLD,CABLE TO BUS/LUG,HOR | 212.91 | EA | 1
716564 | United States | USD | DRILL,RAIL,STANDARD 3/4 | 62.06 | EA | 1
RBT81011H | United States | USD | SPLICE,KIT,#8 CADWELD T-S | 180.74 | EA | 1
635880SG01 | United States | USD | GROUND ROD,COPPERBONDED, | 40.62 | EA | 5
HCA1G | United States | USD | MOLD,CABLE TO HORZ STL,HO | 129.72 | EA | 1
560880 | Asia | USD | ABS MODULE 1/10 | 63.21 | EA | 1
ESB2/0 | Europe | USD | CONNECTOR,SPLIT BOLT,SIL | 8.94 | EA | 25
LPCC348NC4 | United States | USD | COPPERCLAD AIR TERMINAL 3 | 185.3 | EA | 1
HSC3DW | United States | USD | MOLD,CABLE TO HORZ STL,HO | 233.07 | EA | 1
SSPDTT1P150 | Europe | USD | SERIES SPD, SINGLE PHASE, | 380.6 | EA | 1
GYE181K | United States | USD | MOLD,CABLE TO GRD ROD,VER | 596.26 | EA | 1
LC28S2D | United States | USD | SLEEVE,S2 SERIES,28MM, | 121.74 | EA | 1
HGA1HLH | United States | USD | MOLD,CABLE TO 45DEG STL, | 129.72 | EA | 1
LPS2932M2M | United States | USD | ADAPTER,SS,COUPLING,1/2IN | 28.47 | EA | 1
GYE222G | United States | USD | MOLD,CABLE TO GRD ROD,VER | 596.26 | EA | 1
PTC9F9L | United States | USD | MOLD,CABLE, HORZ THRU PAR | 212.91 | EA | 1
LPC243B | Asia | USD | POINT,CU,BARE,5/8IN X 15IN | 64.01 | EA | 1
SVC1K | United States | USD | MOLD,CABLE,VERT SPLICE | 212.91 | EA | 1
558269 | United States | USD | BRAID,SHUNT,INSUL,50MM SQ | 44.45 | EA | 0
SBK355UP | United States | USD | KIT,RAIL,BOOTLEG,4 WIRE | 514.65 | EA | 1
EGBB18106HH | United States | USD | BUSBAR,GRD,CU,1/8X1X6,HH, | 33.3 | EA | 1
EL50T32A12 | United States | USD | COUPLER,LENTON,A12,50MM- | 73.65 | EA | 8
PQDM1110Y277 | United States | USD | PQDM-3-3Y-277/480V, | 1499.26 | EA | 1
534034GE13 | United States | USD | FLEXIBAR,ADV,6X40X1MM,GE, | 225.06 | EA | 10
GYE168D | United States | USD | MOLD,CABLE TO GRD ROD,VER | 596.26 | EA | 1
TACY1Y4 | Europe | USD | MOLD TACY1Y4 | 212.91 | EA | 1
YEC1T1T | United States | USD | MOLD,CABLE,VERT Y HORZ TH | 212.91 | EA | 1
FLXPIR0001 | United States | USD | FLEXIBAR,ADV,3X20X1MM,IR, | 152.87 | EA | 1
27301003 | United States | USD | ROD GUIDE, AL | 1.93 | EA | 100
XBQ9E9E | United States | USD | MOLD,CABLE,HORZ X LAPPED, | 406.5 | EA | 1
CNC18EAL | Europe | USD | MOLD CNC18EAL | 212.91 | EA | 1
TACY7Y5 | United States | USD | MOLD,CABLE,HORZ TEE | 212.91 | EA | 1
285044 | United States | USD | KIT,FLEXIBAR,LAM FUJI 2.5 | 2953.933 | EA | 1
UTB60DPM | United States | USD | PROTECTOR,SURGE,UTB REPLA | 143.73 | EA | 1
534401 | United States | USD | IBSB ADV 25-330-6 | 11.36 | EA | 10
RCE532L | United States | USD | MOLD,CABLE TO REBAR,VERT | 596.26 | EA | 1
PTD3X3X | United States | USD | MOLD,CABLE,HORZ THRU PARA | 451.38 | EA | 1
GTC162B | United States | USD | MOLD,CABLE TO GRD ROD,VER | 212.91 | EA | 1
LPA102500 | Europe | USD | CABLE,AL,SMOOTH WEAVE,28 | 2.21 | MT | 1
534409 | United States | USD | IBSB ADV 50-430-8-10 | 22.99 | EA | 10
EGBA14224HHT | United States | USD | BAR,GRD BUS,1/4 X 2 X 24 | 234 | EA | 0
EGBA14324LLT | United States | USD | BAR,GRD BUS,1/4 X 3 X 24 | 282 | EA | 1
GMR162C | United States | USD | MOLD,CABLE TO GRD ROD,VER | 289.29 | EA | 1
519254 | United States | USD | CONNECTOR,CONDUCTOR,CU, | 5.77 | EA | 100
HDVSC2V | United States | USD | MOLD,CABLE TO VERT STL,45 | 212.91 | EA | 1
EL3632P9Q | United States | USD | COUPLER,LENTON,POSITION | 149.06 | EA | 1
VNC2CRH | United States | USD | MOLD,CABLE TO VERT STL,HO | 212.91 | EA | 1
TGBA12L06PT | United States | USD | BAR ASSY,GRD BUS,1/4X2X12 | 126 | EA | 1
PCC1T1G | United States | USD | MOLD,CABLE, HORZ TAP PARA | 212.91 | EA | 1
HDPTD9F9FW | United States | USD | MOLD,CABLE, HORZ THRU PAR | 491.7 | EA | 1
534042RCB02 | United States | USD | FLEXIBAR,ADV,10X50X1MM,RC | 461.38 | EA | 10
PTC8C8C | United States | USD | MOLD,CABLE, HORZ THRU PAR | 212.91 | EA | 1
HDGTC182L | United States | USD | MOLD,CABLE TO GRD ROD,VER | 212.91 | EA | 1
534507 | Asia | USD | IBS ADV 50-230-10 | 13.04 | EA | 10
HSC2L001 | United States | USD | MOLD,CABLE TO HORZ STL,HO | 212.91 | EA | 1
PCCY4Y2 | United States | USD | MOLD,CABLE, HORZ TAP PARA | 212.91 | EA | 1
545806 | Asia | USD | 9MM DIE | 149.62 | EA | 1
EL16A2WCP | United States | USD | COUPLER,LENTON STANDARD,# | 17.83 | EA | 1
PBW33S9 | United States | USD | BOND KIT,STUB END WEB,500 | 54.99 | EA | 50
E2TERMOS | United States | USD | DRUM,DOWNCONDUCTOR,ERICOR | 527.67 | EA | 1
LPC304L38 | United States | USD | PLATE,STAMPED,AIR TERMINA | 48.12 | EA | 1
XBQ9T9T | Europe | USD | MOLD XBQ9T9T | 406.5 | EA | 1
560710 | United States | USD | DISTANCE HOLDER 45M6 | 2.47 | EA | 100
LPS272CTO | United States | USD | ROD,SOLID EXTENSION,SS,1/ | 18.54 | EA | 1
554430 | United States | USD | POLY,SLEEVE,100 M,GREY, | 1.19 | MR | 1
534512 | Asia | USD | IBS ADV 50-830-10 | 37.02 | EA | 10
FLXPAPG0013 | United States | USD | FLEXIBAR,ADV,4X80X1MM,APG | 285.719 | EA | 1
VTD9J | United States | USD | MOLD,CABLE TO VERT STL,HO | 451.38 | EA | 1
A811C20F50 | United States | USD | STRIP,CU,20GA X 3 IN,50FT | 12.63 | EA | 1
FLXPLAM0038 | Asia | USD | 718-A57360-002 | 383.82 | EA | 1
LPC247MBST | Asia | USD | POINT,CU,BLUNT BARE,16MM X 1000MM | 100.06 | EA | 1
534055EA03 | United States | USD | FLEXIBAR,ADV,5X100X1MM,EA | 117050.47 | EA | 1
LPC172CTO | United States | USD | STRIP,CU,SOFT,3/4IN WIDE | 15.58 | EA | 1
PCC1T2C | United States | USD | MOLD,CABLE,HORZ TAP PARAL | 212.91 | EA | 1
PB10GLCE1W | United States | USD | MOLD,CABLE TO LUG,HORZ SP | 153.72 | EA | 1
PTCY9Y5 | United States | USD | MOLD,CABLE,HORZ THRU PARA | 212.91 | EA | 1
15PLUSF20 | Asia | USD | CADWELD PLUS,#15,F20,BLACK | 5.28 | EA | 100
SSC2C1K | United States | USD | MOLD,CABLE,HORZ SPLICE | 212.91 | EA | 1
LPS2832F2F | United States | USD | ADAPTER,SS,SWIVEL,1/2IN | 63.08 | EA | 1
PB71DS3QCJH002 | United States | USD | MOLD,CABLE TO UC LUG,HORZ | 516.29 | EA | 1
TAC2G3Q | United States | USD | MOLD,CABLE,HORZ TEE | 212.91 | EA | 1
RBT810101H | United States | USD | SPLICE,KIT,#8/#10 CADWELD | 185.04 | EA | 1
HCA1L | United States | USD | MOLD,CABLE TO HORZ STL,HO | 129.72 | EA | 1
SBB2721LS300 | United States | USD | SHUNT,BASE,HARD,3/16,ORG | 292.44 | EA | 1
534418 | United States | USD | IBSB ADV 70-630-8-10 | 42.47 | EA | 10
CD8B | Asia | USD | CLAMP CONDUIT | 470.09 | EA | 50
BACPAL | United States | USD | 3OLD,BUS BAR,HORZ SPLICE | 212.91 | EA | 1
635830 | Europe | USD | EARTH ROD,CU BOND,THREAD | 18.8 | EA | 5
EL36A2 | United States | USD | COUPLER,LENTON STANDARD,# | 43.33 | EA | 1
FLXPLAM0075 | United States | USD | FLEXIBAR,ADV,3X9X0.8 LAM | 147.34 | EA | 1
RRH562Q | United States | USD | MOLD,CABLE TO REBAR,HORZ | 373.05 | EA | 1
PQDM3300B480 | United States | USD | PQDM-6-2P-480V, FSPM3300B | 5100.49 | EA | 1
SBS24882 | Europe | USD | BOND,JOINT HEAD,3/16 X 6- | 7.69 | EA | 100
SSD4Y3Q | United States | USD | MOLD,CABLE,HOEZ SPLICE | 451.38 | EA | 1
B277A6 | United States | USD | FRAME,ASSY,FOR 2 1/4 | 49.87 | EA | 0
LJCEG2V | United States | USD | MOLD,CABLE TO BUS/LUG,HOR | 212.91 | EA | 1
FLXPLAM0008 | United States | USD | FLEXIBAR,ADV,2X15.5X0.8MM | 434.84 | EA | 1
PHK4L4L | United States | USD | MOLD,CABLE,VERT THRU | 966.13 | EA | 1
534045APG03 | United States | USD | FLEXIBAR,ADV,5X63X1MM,APG | 788.15 | EA | 1
LPC537 | United States | USD | PLATE,CU,CAST,FLAT METCU, | 31.51 | EA | 1
534028LAM11 | United States | USD | FLEXIBAR,ADV,8X32X1MM,LAM | 554.8 | EA | 1
LC36S2D | United States | USD | SLEEVE,S2 SERIES,36MM, | 205.47 | EA | 1
ELIPG24200 | United States | USD | LENTON,ISO PLUG GAGE | 352.23 | EA | 1
B1643Q | Asia | USD | PLATE,GRD,500 - 4 HOLE NEMA | 74.5 | EA | 1
PTCY6CY6C | Europe | USD | MOLD PTCY6CY6C | 212.91 | EA | 1
VSC8CV3C | United States | USD | MOLD,CABLE TO VERT STL,45 | 212.91 | EA | 1
E1MULTCUTSOL | United States | USD | DRUM,CABLE,ERICORE,MULTI | 25.52 | EA | 1
SPDS200277/480 | United States | USD | PQI, TDX200S277/480 | 5409.33 | EA | 1
RBW341 | United States | USD | FRAME,VERTICAL,POURING | 755.3 | EA | 1
XLGFC162J | United States | USD | MOLD,CABLE TO GRD ROD,HOR | 236.2 | EA | 1
LPC244B | United States | USD | POINT,CU,BARE,5/8 IN X | 55.53 | EA | 1
HDPTC3Q2G | United States | USD | MOLD,CABLE,HORZ THRU PARA | 212.91 | EA | 1
DS1 | United States | USD | STUD,DRIVE,FOR THD SECT R | 15.41 | EA | 1
HDGTC163A | United States | USD | MOLD,CABLE TO GRD ROD,VER | 212.91 | EA | 1
EL25SASA0800 | United States | USD | COUPLER,LENTON,SASA,DBL | 74 | EA | 1
LACY5EAL | Europe | USD | MOLD LACY5EAL | 212.91 | EA | 1
L5003Z3LH | United States | USD | ANGLE,MOLD,1/8X2X2X3 IN | 30.69 | EA | 1
613880 | Europe | USD | ROD,GRD,3/8X8,CU BONDED | 27.86 | EA | 5
534058SER04 | United States | USD | FLEXIBAR,ADV,10X100X1,SER | 1670.11 | EA | 1
P102F20ETN | United States | USD | WELD METAL, CADWELD, F20 | 32.91 | EA | 0
LC20S2ESD | United States | USD | SLEEVE,S2 SERIES,EPOXY | 76.96 | EA | 1
RDH562LM | United States | USD | MOLD,CABLE TO REBAR,HORZ | 284.59 | EA | 1
PB10GLGG3S | United States | USD | MOLD,CABLE TO LUG,HORZ SP | 208.86 | EA | 1
GTC14Y1 | United States | USD | MOLD,CABLE TO GRD ROD,VER | 212.91 | EA | 1
ECRE202G4U | Europe | USD | GROUND ROD,ASSY,KIT, | 3078.16 | EA | 1
SN25 | Asia | USD | CADDY SN SERIES NUT 1/4 | 412.15 | EA | 1
A238EB2S12LH | United States | USD | CLAMP,FENCE,4/0 X 12 IN F | 264.49 | EA | 1
EGBA14448FF | United States | USD | BAR,GRD BUS,1/4 X 4 X 48, | 555 | EA | 1
PBWT202JLH | United States | USD | WELDER,ASSY,2/0 RLAY TYPE | 232.71 | EA | 1
UTB5SP | United States | USD | PROTECTOR,SURGE,UTB,1PAIR | 154.06 | EA | 1
554413B | United States | USD | BRAID,SS,LUG,70MM2,BULK | 79.09 | EA | 50
PTC2GS6 | United States | USD | MOLD,CABLE,HORZ THRU PARA | 212.91 | EA | 1
548520 | United States | USD | INSULATOR,BUSBAR,ISO TP | 4.16 | EA | 25
XAC1Y1Y | United States | USD | MOLD,CABLE,HORZ X SAME PL | 212.91 | EA | 1
SRF1125N | Asia | USD | SRF,N-SERIES, 1PH,125A,240V | 3113.77 | EA | 0
B852A12C2Q144TH | United States | USD | SIGNAL,MAST,KIT GRD STRAP | 414.02 | EA | 1
563201 | United States | USD | BLOCK,POLE,DISTRIBUTION | 34.97 | EA | 10
B295X51Z63 | United States | USD | LABEL,ADHESIVE,TYPE 2 | 86.03 | EA | 0
XACY7Y5 | United States | USD | MOLD,CABLE,HORZ X SAME PL | 212.91 | EA | 1
VTP1L003M | United States | USD | MOLD,CABLE TO VERT STL,HO | 158.37 | EA | 1
GTC188E | Europe | USD | MOLD GTC188E | 212.91 | EA | 1
HAA1L11C | United States | USD | MOLD,CABLE TO HORZ STL,HO | 129.72 | EA | 1
EL43TD6ES | United States | USD | COUPLER,LENTON,#14 TERMIN | 86.46 | EA | 1
CONSADFX | United States | USD | SCREW,SS,#14X1 | 0.77 | EA | 100
EGBA14215TES | Europe | USD | GRD BAR ASSY,1/4INX2INX15 | 123 | EA | 1
B250P1 | United States | USD | MOLD,BLANK,90115 R PRICE | 212.91 | EA | 0
EL12D6SS | United States | USD | COUPLER,LENTON TERMINATOR | 54.22 | EA | 1
4G16 | Asia | USD | CADDY, T-BAR TWIST CLIPS | 182.91 | EA | 0
534007EA04 | United States | USD | FLEXIBAR,ADV,4X15.5X0.8MM | 115.1 | EA | 1
PBWX201LH | Asia | USD | MOLD, 35MM2 RPLY TO WEB OF RAIL | 110.62 | EA | 1
SBCD2BSSWH | United States | USD | HANGER,KIT,CONDUIT,1 1/4 | 10.33 | EA | 1
LPC609 | United States | USD | POINT,CU,CONCEALED,5/8IN | 186.8 | EA | 1
TDSGABC14 | United States | USD | GROUNDING, BUS, KIT | 421.12 | EA | 1
534036RIV04 | United States | USD | FLEXIBAR,ADV,10X40X1,RIV, | 403.43 | EA | 1
534440 | Asia | USD | IBSB ADV 185-1030-10-12 | 156.45 | EA | 2
611380ESB | United States | USD | ROD,GRD,1/2X8,CU CLAD,10 | 29.94 | EA | 5
EGBA14420LLT2GT | United States | USD | BUSBAR,GRD,CU,1/4X4X20,LL | 590 | EA | 1
TAC2F1T | United States | USD | MOLD,CABLE,HORZ TEE | 212.91 | EA | 1
RBWS2223M | United States | USD | BASIN,POURING,#18,30 DEGR | 515.06 | EA | 1
534030L3MP | United States | USD | FLEXIBAR,BUSBAR,MTO, | 99999.99 | EA | 100
LPC664L24 | United States | USD | CONNECTION,THRU,ROOF,W/PV | 125.91 | EA | 1
RBWS1467J | United States | USD | BASIN,POURING,#14 STANDAR | 233.68 | EA | 1
LPC902BB | United States | USD | BRACKET,CU,BASE,3/8X3X9-1 | 35.7 | EA | 1
RDH581T | United States | USD | MOLD,CABLE TO REBAR,HORZ | 373.05 | EA | 1
LPC371L58 | United States | USD | MOUNT,PIPE,HORIZONTAL CAS | 73.47 | EA | 1
XAC2C2C | Europe | USD | MOLD XAC2C2C | 212.91 | EA | 1
VBC1V | United States | USD | MOLD,CABLE TO VERT STL,VE | 212.91 | EA | 1
ELK12 | United States | USD | KEY,CONTROL CAM,#4 (12MM) | 1042.9 | EA | 0
GTC148D | United States | USD | MOLD,CABLE TO GRD ROD,VER | 212.91 | EA | 1
B144C | Asia | USD | PACKING MATERIAL | 2.86 | EA | 20
TAC2F2F | United States | USD | MOLD,CABLE,HORZ TEE | 212.91 | EA | 1
FLXPLAM0108 | Asia | USD | 718-A57280-001 | 302.84 | EA | 1
RBF240 | United States | USD | MATERIAL,FILLER,REBAR FER | 97.85 | EA | 1
563390 | United States | USD | BRAID,PREFAB,300X28X2.5MM | 14.71 | EA | 10
568805 | Asia | USD | BLOCK,JUNCTION,PEN-D 100 MM2 | 118.38 | EA | 1
EGBA14308AA1TK | United States | USD | BAR,GRD BUS,1/4 X 3 X 8 | 210 | EA | 0
HDGYR182Q | United States | USD | MOLD,HEAVY DUTY,4/0 CONC | 289.29 | EA | 1
GTC18Y9 | United States | USD | MOLD,CABLE TO GRD ROD, | 212.91 | EA | 1
PQDS3200S120 | United States | USD | PQDS-5-1P-120V, FSPS3200S | 1339.1 | EA | 1
557290 | United States | USD | BRAID,FLAT,25X3,CU,220AMP | 15.37 | MR | 1
169910 | United States | USD | PIN & WASHERS SET M16X50 | 46.62 | EA | 1
XAC2C1V | United States | USD | MOLD,CABLE,HORZ X SAME PL | 212.91 | EA | 1
EL36C12SWSP01 | United States | USD | COUPLER,LENTON,SPECIAL, | 71.5 | EA | 1
PVT1750M | United States | USD | PV T1 MODULE, 750VDC, | 109.32 | EA | 1
TDX100M277/480 | United States | USD | PROTECTOR,SURGE,TDX100M,3 | 1324.76 | EA | 1
SSC9H2Q | United States | USD | MOLD,CABLE,HORZ SPLICE | 212.91 | EA | 1
534422 | Asia | USD | IBSB ADV 100-330-8-10 | 34.12 | EA | 10
MBA72 | United States | USD | MOLD, BLANK, STYLE A | 114.37 | EA | 1
SSC2Q8F | United States | USD | MOLD,CABLE,HORZ SPLICE | 212.91 | EA | 1
534012 | Asia | USD | FLEX ADV2MTC 4X20X1 | 114.29 | EA | 3
TSF20A120V | United States | USD | FILTER, SURGE, 1PH, 120VA | 452.94 | EA | 1
RBWS1481F | United States | USD | BASIN,POURING,#11 STANDAR | 352.64 | EA | 1
611360UPC | United States | USD | ROD,GRD,1/2 X 6,CU BONDED | 29.28 | EA | 5
VSC3AV3 | United States | USD | MOLD,CABLE TO VERT STL,45 | 212.91 | EA | 1
LPC224L | United States | USD | POINT,CU,1/2IN X 18IN | 41.52 | EA | 1
534016DS13 | United States | USD | FLEXIBAR,ADV,2X24X1MM,DS, | 145.73 | EA | 5
RBT71011HA | United States | USD | SLEEVE,CADWELD,#7 -1 T- | 80.13 | EA | 1
RBT6101B | United States | USD | MATERIAL,FILLER,#6 T-SERI | 32.96 | EA | 1
UTB30SPG | Asia | USD | UTB, 1PR,PLUGABLE,30V,2A,20kA,ISO GND | 149.63 | EA | 1
XLPPF535S | United States | USD | MOLD,CABLE,HORZ ELL | 602.4 | EA | 1
EL36A2D6ES | United States | USD | COUPLER,LENTON,#11 TERMIN | 144.46 | EA | 1
LPC441 | Asia | USD | STRAIGHT SPLICE, BARE BRASS | 78.15 | EA | 1
PTC2G2C | United States | USD | MOLD,CABLE,HORZ THRU PARA | 212.91 | EA | 1
LJCCAJY4 | United States | USD | MOLD,CABLE TO BUS/LUG,HOR | 212.91 | EA | 1
CSP1NB600 | Asia | USD | COAX SURGE PROTECTOR,600V,N-BULKHEAD,FF | 130.56 | EA | 1
HDPTDY6Y6 | United States | USD | MOLD,CABLE,HORZ THRU PARA | 451.38 | EA | 1
A109GA | United States | USD | CABLE,SAMPLE,5 IN LONG,2/ | 9.32 | EA | 1
LPC302L38V | United States | USD | BASE,CABLE,AND AIR TERMIN | 71.48 | EA | 1
XLSSC2L | United States | USD | MOLD,CABLE,HORZ SPLICE | 252.73 | EA | 1
EL2820A2MG | United States | USD | COUPLER,LENTON STANDARD,# | 85.07 | EA | 1
XLLJCAG2G | United States | USD | MOLD,CABLE TO BUS/LUG,HO | 252.73 | EA | 1
RBW7395H | United States | USD | INSTALLATION KIT,EQUIP,#5 | 1626.97 | EA | 1
NCR222L | United States | USD | MOLD,CABLE TO GRD ROD,HOR | 289.29 | EA | 1
GTC182LW | United States | USD | MOLD,CABLE TO GRD ROD,VER | 273.39 | EA | 1
HSCY3 | United States | USD | MOLD,CABLE TO HORZ STL,HO | 212.91 | EA | 1
HAH2C350C | United States | USD | MOLD,CABLE TO HORZ STL,HO | 373.05 | EA | 1
RRH552C | United States | USD | MOLD,CABLE TO REBAR,HORZ | 373.05 | EA | 1
EDT2480M | Asia | USD | ENHANCED TYPE 2 MODULE, 480V | 97.87 | EA | 0
M2374X | Europe | USD | FRAME,ASSY,3 PC,WITH BACK | 265.99 | EA | 1
PGCY4Y4 | United States | USD | MOLD,CABLE, HORZ THRU PAR | 212.91 | EA | 1
EBCEAJEAJ | United States | USD | MOLD,BUS BAR,HORZ X LAPPE | 212.91 | EA | 1
VSC9HV4 | United States | USD | MOLD,CABLE TO VERT STL,45 | 212.91 | EA | 1
534058L3MP | United States | USD | FLEXIBAR,BUSBAR,MTO, | 99999.99 | EA | 25
EST4620 | Asia | USD | GROUND RESISTANCE TESTER, 300FT KIT | 3785.64 | EA | 1
NCR161Y | United States | USD | MOLD,CABLE TO GRD ROD,HOR | 289.29 | EA | 1
716932 | United States | USD | DIE,CRIMP,RK-M2,16MM2 | 306.49 | EA | 1
RBT141011A | United States | USD | SLEEVE,CADWELD,#14 -1 T | 134.21 | EA | 1
BC | Asia | USD | CADDY, BEAM CLAMP | 211.02 | EA | 100
TAC8C2Q | United States | USD | MOLD,CABLE,HORZ TEE | 212.91 | EA | 1
PTC2V1V | United States | USD | MOLD,CABLE, HORZ THRU PAR | 212.91 | EA | 1
HDVBF3Q | United States | USD | MOLD,CABLE TO VERT STL,VE | 474.09 | EA | 1
635803 | Europe | USD | EARTH ROD,CU BOND,THREAD | 57.02 | EA | 5
PB20XA2Q2Q | United States | USD | MOLD,CABLE,HORZ X SAME PL | 153.72 | EA | 1
HSC2G | United States | USD | MOLD,CABLE TO HORZ STL,HO | 212.91 | EA | 1
FLXPAPG0003 | United States | USD | FLEXIBAR,ADV,4X80X1MM,APG | 284.984 | EA | 1
534029UTC03 | United States | USD | FLEXIBAR,ADV,10X32X1MM, | 287.21 | EA | 5
716652 | United States | USD | LUG,CABLE,CU,RKS16/12 | 3.52 | EA | 1
PHR8D8D | United States | USD | MOLD,CABLE, VERT THRU PAR | 289.29 | EA | 1
VGT1H004M | United States | USD | MOLD,CABLE TO VERT STL,HO | 207.39 | EA | 1
GTT161A | United States | USD | MOLD,CABLE TO GRD ROD,VER | 207.39 | EA | 1
EGBA12624NN | United States | USD | BAR,GRD BUS,1/2 X 6 X 24 | 516 | EA | 1
GTC168G | United States | USD | MOLD,CABLE TO GRD ROD,VER | 212.91 | EA | 1
SSC9B | United States | USD | MOLD,CABLE,HORZ SPLICE | 212.91 | EA | 1
TAC3D3A | United States | USD | MOLD,CABLE,HORZ TEE | 212.91 | EA | 1
ML532 | United States | USD | PLATE,DECK,#4,ASSY | 439.74 | EA | 0
GTC181H | United States | USD | MOLD,CABLE TO GRD ROD,VER | 212.91 | EA | 1
XAD4Y2Q | United States | USD | MOLD,CABLE,HORZ X SAME PL | 451.38 | EA | 1
RRH582L | United States | USD | MOLD,CABLE TO REBAR,HORZ | 373.05 | EA | 1
XLVFR2Q | United States | USD | MOLD,CABLE TO VERT STL, | 801.12 | EA | 1
BMCCAMCAJ | United States | USD | MOLD,BUS BAR,HORZ TEE BAR | 212.91 | EA | 1
GTC161Q | United States | USD | MOLD,CABLE TO GRD ROD,VER | 212.91 | EA | 1
EGBA14424DDT | United States | USD | BAR,GRD BUS,1/4 X 4 X 24 | 330 | EA | 1
NCR16Y4 | United States | USD | MOLD,CABLE TO GRD ROD,HOR | 289.29 | EA | 1
ZCCSS17 | United States | USD | MOLD,CABLE,NO BUILD-UP | 212.91 | EA | 1
SRGC1240S | United States | USD | CLAMP,SRG,12SOL-4/0STR SQ | 58.61 | EA | 0
FLXPLAM0011 | Asia | USD | 718-A57367-001 | 427.53 | EA | 1
PBWY4001RH | United States | USD | MOLD,RAIL,CABLE HORZ TO W | 74.72 | EA | 1
549470 | Asia | USD | CABS BRACKET SV | 9.59 | EA | 10
DT1150M | United States | USD | TYPE 1 MODULE, 150V | 144.98 | EA | 1
548470 | Asia | USD | ISO TP 35M6L | 2.71 | EA | 25
541009 | United States | USD | BRAID,CU,16MM SQ CRIMP EN | 22 | EA | 0
EDT27510R | Europe | USD | ENHANCED TYPE 2, 75V, 1 0 | 135.09 | EA | 1
A930W011 | United States | USD | ANCHOR,DROP IN,1/2-13 X 2 | 5.78 | EA | 1
A928K025 | United States | USD | NUT,HEX,3/4-10 S.S. | 4.13 | EA | 1
TAC3Q2P | United States | USD | MOLD,CABLE,HORZ TEE | 212.91 | EA | 1
LPC2923F2F | United States | USD | ADAPTER,CU,COUPL.,3/8IN | 21.64 | EA | 1
RDH55Y5 | United States | USD | MOLD,CABLE TO REBAR, | 373.05 | EA | 1
VSC1Y | United States | USD | MOLD,CABLE TO VERT STL,45 | 212.91 | EA | 1
RRH56Y5M | United States | USD | MOLD,CABLE TO REBAR,HORZ | 284.59 | EA | 1
CAHBA1H24 | United States | USD | MOLD,CABLE TO HORZ CAST I | 129.72 | EA | 1
635843 | Asia | USD | GROUND,ROD,CU,5/8X1200MM,SECTIONAL 13MIL | 25.53 | EA | 5
PTDRAWING | United States | USD | MAKE TO DRAWING | 10.04 | EA | 1
PCT1T1H | United States | USD | MOLD,CABLE,HORZ TAP PARAL | 207.39 | EA | 1
RBT111011B | United States | USD | MATERIAL,FILLER,#11 -1 | 54.21 | EA | 1
LPC205LST | United States | USD | POINT,CU,BLUNT,3/8IN X | 50.51 | EA | 1
GFCP1202E | United States | USD | MOLD,CABLE TO GRD ROD,HOR | 212.91 | EA | 1
613480LH01 | United States | USD | ROD,GRD,3/4X8,CU BONDED | 35.7 | EA | 5
TACT1T2 | United States | USD | MOLD,CABLE,HORZ TEE | 212.91 | EA | 1
PB10HS3S | United States | USD | MOLD,CABLE TO HORZ STL,HO | 208.86 | EA | 1
GTC222GHQ | United States | USD | MOLD,CABLE TO GRD ROD,VER | 212.91 | EA | 1
ML515 | United States | USD | DRIVE,PIN,QUICK-WEDGE,#4 | 43.69 | EA | 1
EGBA18112NN | United States | USD | BAR,ASSY,GRD BUS,1/8 X 1 | 67.71 | EA | 1
EL43TA2N | United States | USD | COUPLER,LENTON,STANDARD | 56.31 | EA | 1
MBA25 | United States | USD | MOLD,BLANK,VERTICAL SPLIT | 202.81 | EA | 1
LPA245 | Asia | USD | AIR TERM, Al. 5/8" x 24" POINTED | 28.17 | EA | 1
SBG150WC | United States | USD | RAIL GRINDER,PORTABLE,W/P | 2721.04 | EA | 1
INTCPTADF2BSPSI | Asia | USD | SII INTERCEPTOR,ADAPTER, 2 IN BSP FEMALE | 123.05 | EA | 1
UTB110SP | Asia | USD | UTB, 1PAIR, PLUGABLE, 110V, 2A, 20kA | 141.68 | EA | 1
ERICORE018T | United States | USD | DOWNCONDUCTOR,LIGHTNING, | 3621.63 | EA | 1
563560 | United States | USD | BRAID,PREFAB,500X50X2.5MM | 22.54 | EA | 10
EP4X7 | United States | USD | COUPLER,ANCHOR,FORMSAVER | 21.66 | EA | 1
PCC2Q1V | Europe | USD | MOLD PCC2Q1V | 212.91 | EA | 1
LJCPALY2 | Europe | USD | MOLD LJCPALY2 | 212.91 | EA | 1
SBG20020 | United States | USD | ADAPTER,SHAFT,RAIL GRINDE | 143.33 | EA | 1
ERICORE099T | United States | USD | DOWNCONDUCTOR,LIGHTNING, | 14176.53 | EA | 1
EL32D16 | United States | USD | COUPLER,LENTON,TERMINATOR | 19.74 | EA | 1
534056RW49 | United States | USD | FLEXIBAR,ADV,6X100X1MM,RW | 435.92 | EA | 10
GRC331T | United States | USD | MOLD,CABLE TO GRD ROD,VER | 212.91 | EA | 1
563606 | Asia | USD | BRAID MBJYG 10-100-6 , Y/G INSULATED | 5.6 | EA | 10
LAC3QEK | United States | USD | MOLD,CABLE TO BUS/LUG,HOR | 212.91 | EA | 1
LPC34038 | United States | USD | BASE,CU,CAST,STEEL MOUNT, | 35.82 | EA | 1
BBCCAL | United States | USD | MOLD,BUS BAR,HORZ SPLICE | 212.91 | EA | 1
LPC675 | Asia | USD | STRAP,CU,CABLE TO PIPE HOLDER FOR 1-1/2 | 101.51 | EA | 1
SBM456 | Asia | USD | MOULD,RAIL BOND,3/16IN (PAIR) | 89.38 | EA | 1
GTC16T2 | Europe | USD | MOLD GTC16T2 | 212.91 | EA | 1
VBC1P | United States | USD | MOLD,CABLE TO VERT STL,VE | 212.91 | EA | 1
RBF220 | United States | USD | MATERIAL,FILLER,REBAR FER | 90.67 | EA | 1
534050L3MP | United States | USD | FLEXIBAR,BUSBAR,MTO, | 99999.99 | EA | 50
EBCEALEAL | Europe | USD | MOLD EBCEALEAL | 212.91 | EA | 1
GFCP120Y5 | United States | USD | MOLD,CABLE TO GRD ROD,HOR | 212.91 | EA | 1
EL28D14 | United States | USD | ANCHOR,LENTON,TERMINATOR, | 41.53 | EA | 1
RTPY1M | Europe | USD | MOLD RTPY1M | 234 | EA | 1
TAC1X1X | United States | USD | MOLD,CABLE,HORZ TEE | 212.91 | EA | 1
EL20S4A | United States | USD | COUPLER,LENTON,STRAIGHT, | 36.61 | EA | 1
LPC222ST | United States | USD | POINT,CU,BLUNT,1/2IN X | 48.41 | EA | 1
LACY8EAL | United States | USD | MOLD,CABLE TO BUS/LUG,HOR | 212.91 | EA | 1
GQR181T | United States | USD | MOLD,CABLE TO GRD ROD,VER | 289.29 | EA | 0
TAC3A3A | United States | USD | MOLD,CABLE,HORZ TEE | 212.91 | EA | 1
TACW8W8 | United States | USD | MOLD,CABLE,HORZ TEE | 212.91 | EA | 1
SSC9G | United States | USD | MOLD,CABLE,HORZ SPLICE | 212.91 | EA | 1
534031PHM01 | United States | USD | FLEXIBAR,ADV,3X40X1MM,PHM | 194.86 | EA | 1
SSC1V1Y | United States | USD | MOLD,CABLE,HORZ SPLICE | 212.91 | EA | 1
CAHEA1V10 | United States | USD | MOLD,CABLE TO HORZ CAST I | 129.72 | EA | 1
LU36DR16D | United States | USD | LENTON ULTIMATE,ANCHOR, | 19.68 | EA | 1
RDC511L | United States | USD | MOLD,CABLE TO REBAR,HORZ | 212.91 | EA | 1
FC074 | United States | USD | CLAMP, FENCE 1-1/2 IPS | 50.03 | EA | 1
SBXSHU2 | Asia | USD | BOND,KIT,RAILHEAD,3/16,X 6 1/2 IN TINNED | 13.22 | EA | 1
SBRT360002132 | United States | USD | TOOL,STRIP,6SOLX6,4SOLX6, | 302.43 | EA | 1
EMMCU080X36X96A | United States | USD | EXP METAL MESH .080 CU | 1617.82 | EA | 1
LPA30558THRU | United States | USD | BASE,AL, THRU HOLE, 5/8 I | 28.73 | EA | 1
XLGLCCE1L | United States | USD | MOLD,CABLE TO LUG,HORZ SP | 252.73 | EA | 1
GTC189H | United States | USD | MOLD,CABLE TO GRD ROD,VER | 212.91 | EA | 1
LPA505 | United States | USD | SPLICE,AL,STAMPED,CABLE, | 3.98 | EA | 1
EGBA14412AA | United States | USD | BAR ASSY,GRD BUS,1/4X4X12 | 150 | EA | 1
RBT1114101HA | United States | USD | SLEEVE,CADWELD,#11/#14 T- | 172.16 | EA | 1
EGBA14430CCT | United States | USD | BAR,GRD BUS,1/4 X 4 X 30 | 408 | EA | 1
B104JK | United States | USD | LUG,CU,1/2 X 3 W/4-9/16 H | 149.72 | EA | 5
568666 | Asia | USD | EBB KIT PLATE | 9.17 | EA | 200
534040PY06 | United States | USD | FLEXIBAR,ADV,6X50X1MM,PY, | 268.28 | EA | 1
MBB18 | United States | USD | MOLD,BLANK,400500 D PRICE | 300.37 | EA | 1
LJCEE1T | United States | USD | MOLD,CABLE TO BUS/LUG,HOR | 212.91 | EA | 1
534056RW42 | United States | USD | FLEXIBAR,ADV,6X100X1MM,RW | 471.09 | EA | 10
SBNT1141G | United States | USD | ONE-SHOT,CABLE TO GRD ROD | 20.11 | EA | 6
EGBA38424BB | United States | USD | BAR,GRD BUS,3/8 X 4 X 24 | 306 | EA | 1
PTC4L2Q | United States | USD | MOLD,CABLE,HORZ THRU PARA | 212.91 | EA | 1
TAC2L2V | United States | USD | MOLD,CABLE,HORZ TEE | 212.91 | EA | 1
PB10SS2Q2C | United States | USD | MOLD,CABLE,HORZ SPLICE | 208.86 | EA | 1
PB10HS2Q001 | United States | USD | MOLD,CABLE TO HORZ STL,HO | 153.72 | EA | 1
4010400EG | Asia | USD | #401 EG CLEVIS 4 | 1932.24 | EA | 100
LPC1342500M | United States | USD | CABLE,CU,CONC,2/0,19STR, | 30.97 | MR | 2500
GNT141K001M | United States | USD | MOLD,CABLE TO GRD ROD,VER | 207.39 | EA | 1
CC5A20 | Europe | USD | COMP CABLE,61M,154 STRAND | 2518.72 | MT | 0
GTC372C | United States | USD | MOLD,CABLE TO GRD ROD,VER | 212.91 | EA | 1
534020L3M | United States | USD | FLEXIBAR,ADV,6X24X1MM,3M | 276.33 | EA | 1
534440 | United States | USD | IBSB ADV 185-1030-10-12 | 156.45 | EA | 2
LPA31258 | United States | USD | BASE,AL,STRAP 5/8IN POINT | 42.51 | EA | 1
LPT302 | Asia | USD | FIXTURE,TOOL,LIGHTNING,ASSEMBLY | 867.6 | EA | 1
PBCT9Y3AX | United States | USD | FRAME,WELDER,BOND,CBX3 | 606.54 | EA | 1
A13240 | United States | USD | PLUG,RUN,1 15/16X4 1/2 LG | 71.57 | EA | 1
PBCT9S5LHX | United States | USD | FRAME,WELDER,2/0 COMPOSIT | 346.01 | EA | 1
EGBA14432GG | United States | USD | BAR,GRD BUS,1/4 X 4 X 32 | 370 | EA | 1
EGBA14408MM | United States | USD | BAR,GRD BUS,1/4 X 4 X 8 | 106 | EA | 1
561146 | United States | USD | BLOCK,SPLICE,800AMP,LUG, | 135.09 | EA | 1
GR1182Q | United States | USD | ONE-SHOT,CABLE TO GRD ROD | 26.29 | EA | 6
534042ABB05 | United States | USD | FLEXIBAR, ADV, 10X50X1MM | 175.59 | EA | 1
534022LAM08 | United States | USD | FLEXIBAR,ADV,10X24X1,LAM, | 262.22 | EA | 10
LPA223 | United States | USD | POINT,AL,1/2 X 15IN | 14.84 | EA | 1
SS5043SRM | United States | USD | MOLD,HV CABLE SPLICE,HOR | 629.76 | EA | 1
C123 | United States | USD | FRAME,ASSY,RAIL,TRAMWAY | 218.46 | EA | 1
633400GAL01 | United States | USD | ROD,GRD,3/4X10,SEC,CU BON | 2.54 | EA | 5
LQJJH4L | United States | USD | MOLD,CABLE TO BUS/LUG,VER | 848.73 | EA | 1
VBC1HV5C | United States | USD | MOLD,CABLE TO VERT STL,VE | 212.91 | EA | 1
B13718RH15 | United States | USD | DRIVE,ROD,SLEEVE,3/4 CU | 596.46 | EA | 1
LPC30538 | United States | USD | BASE,CU,HORZ/VERT MOUNT, | 49.52 | EA | 1
NX1141GPLUS | United States | USD | ONE-SHOT,CABLE TO GRD ROD | 28.8 | EA | 6
GPECNDF006 | United States | USD | ELECTRODE,GRD PLATE,1/8CU | 36.74 | EA | 1
RHC531T | United States | USD | MOLD,CABLE TO REBAR,HORZ | 212.91 | EA | 1
TAC9A9A | United States | USD | MOLD,CABLE,HORZ TEE | 212.91 | EA | 1
534036RIV03 | United States | USD | FLEXIBAR,ADV,10X40X1,RIV, | 220.72 | EA | 1
CRC18EH | Europe | USD | MOLD CRC18EH | 212.91 | EA | 1
HDGYE182Q | United States | USD | MOLD,CABLE TO GRD ROD,VER | 596.26 | EA | 1
EGBA14410AA | United States | USD | BAR,ASSY,GRD BUS,1/4 X 4 | 128 | EA | 1
PBW13S00755BHD | United States | USD | BOND,JOINT,COMPRS LUG,500 | 191.53 | EA | 0
SBT333 | United States | USD | CHISEL,COLD,1/8 CUTTING | 139.16 | EA | 1
EGBA14206EET | Europe | USD | BAR,GRD BUS,1/4 X 2 X 6 | 72 | EA | 1
553250 | United States | USD | CLAMP,BUSBAR,BC 80 | 57.8 | EA | 4
ELECP43T | United States | USD | PROTECTOR,LENTON COUPLER, | 0.33 | EA | 1
ERICORE200T | United States | USD | DOWNCONDUCTOR,LIGHTNING, | 27498.065 | EA | 1
GTC14T1 | United States | USD | MOLD,CABLE TO GRD ROD,VER | 212.91 | EA | 1
RBWS1547J | United States | USD | BASIN,POURING,#14 STD. HO | 266.54 | EA | 1
LPC580L | United States | USD | CLAMP,CU,PIPE GROUNDING, | 70.63 | EA | 1
VFRSFV2HQ | United States | USD | MOLD,CABLE TO VERT STL, | 289.29 | EA | 1
SRGBG100 | United States | USD | GRID,SRG,16 X 100,26 GAGE | 6044.89 | EA | 1
127160010 | United States | USD | SHIELD,INSULATION,360 COL | 317.47 | EA | 0
L5003Z5RH | United States | USD | FRAME,MOLD,RIGHT HAND FOR | 208.86 | EA | 1
563180 | United States | USD | FLEXIBAR,DISTRIBUTION,4 | 214.3 | EA | 1
XBV3Q3QHQM | United States | USD | MOLD,CABLE,HORZ X LAPPED | 722.16 | EA | 1
PB13ST2Q175CRRH | United States | USD | MOLD,CABLE TO RAIL,HORZ T | 208.86 | EA | 1
S1V63 | United States | USD | MOLD,HV CABLE SPLICE,HORZ | 1692.77 | EA | 1
FLXPRW0011 | United States | USD | FLEXIBAR,ADV,6X32X1MM,RW, | 343.12 | EA | 1
AT26H | United States | USD | ROD,GRD,5/8X 2.4M,CU CLAD | 40.65 | EA | 100
LPG35058 | United States | USD | BRACE,GALV STEEL,TRIPOD | 79.64 | EA | 1
PCC1G2C | United States | USD | MOLD,CABLE, HORZ TAP PARA | 212.91 | EA | 1
SES320B240D | United States | USD | SES, 320KA, BASIC, 240V | 1263.06 | EA | 1
RRH58Y5M | Europe | USD | MOLD RRH58Y5M | 284.59 | EA | 1
534418 | Asia | USD | IBSB ADV 70-630-8-10 | 42.47 | EA | 10
EL57TCIPPBG50 | United States | USD | PROTECTOR,THREAD,A12 THD, | 1.53 | EA | 50
534026SE12 | United States | USD | FLEXIBAR,ADV,5X32X1MM,SE, | 335.52 | EA | 1
PBAT13B003 | United States | USD | BOND,ARC WELD JOINT,AT1 3 | 46.75 | EA | 1
B2615B | Asia | USD | STATIC GRD CLAMP,BRZ C TYPE,1 1/2 IN OPE | 206.85 | EA | 1
811280UPC | United States | USD | GROUND ROD,GALV,POINTED, | 25.67 | EA | 5
VSC2CV5C | United States | USD | MOLD,CABLE TO VERT STL,45 | 212.91 | EA | 1
B2617A | United States | USD | CLAMP,ASSY,STATIC GRD,AIR | 68.23 | EA | 1
554408B | United States | USD | BRAID,SS,LUG,70MM2,BULK | 84.95 | EA | 50
553590 | Asia | USD | ERIFLEX FLEXIBAR SUPPORT UFS KIT | 206.16 | EA | 1
ECRV102C4U | Europe | USD | GROUND ROD,ASSY,KIT,10FT | 1824.07 | EA | 1
534034GE26 | United States | USD | FLEXIBAR,ADV,6X40X1MM,GE, | 263.16 | EA | 10
K223 | United States | USD | MOLD,KIT,GN STYLE,#4 SOL | 586.08 | EA | 0
SBG100 | United States | USD | RAIL GRINDER,BATTERY,POWE | 649.6 | EA | 1
534058SER03 | United States | USD | FLEXIBAR,ADV,10X100X1,SER | 1689.34 | EA | 1
PCC2C1V | United States | USD | MOLD,CABLE, HORZ TAP PARA | 212.91 | EA | 1
SB32PLUSF80 | United States | USD | CADWELD PLUS,#32,F80 | 4.2 | EA | 20
549390 | United States | USD | SUPPORT,BAR,MODULE,CABS | 62.18 | EA | 1
GTD374L | United States | USD | MOLD,CABLE TO GRD ROD,VER | 451.38 | EA | 1
EL38P8N | United States | USD | COUPLER,LENTON,POSITION, | 182 | EA | 1
534045APG04 | United States | USD | FLEXIBAR,ADV,5X63X1MM,APG | 630.14 | EA | 1
LPC502L | United States | USD | SPLICE,CABLE,STAMPED ASSE | 17.89 | EA | 1
PGC2C2C | United States | USD | MOLD,CABLE, HORZ THRU PAR | 212.91 | EA | 1
PBW12W00284B | United States | USD | BOND,JOINT,250 RLAY INSUL | 163.63 | EA | 1
PHR2L2L | United States | USD | MOLD,CABLE, VERT THRU PAR | 289.29 | EA | 1
EL36SASA4400 | United States | USD | COUPLER,LENTON,SASA,DBL | 267.21 | EA | 1
ECRH102Q2U | United States | USD | GROUND ROD,ASSY,KIT,10FT, | 2104.45 | EA | 1
LPC553L14 | United States | USD | BASE,STAMPED,AND CAP ASSE | 35.7 | EA | 1
GYR18Y4 | United States | USD | MOLD,CABLE TO GRD ROD,VER | 289.29 | EA | 1
SBNT1161G | United States | USD | ONE-SHOT,CABLE TO GRD ROD | 19.5 | EA | 6
PB80TA6H6H | United States | USD | MOLD,CABLE,HORZ TEE | 697.55 | EA | 1
VGC1L | United States | USD | MOLD,CABLE TO VERT STL,HO | 212.91 | EA | 1
XLYRF4P4T001RHS | United States | USD | MOLD,CABLE,HORZ Y 20 DEG | 602.4 | EA | 1
551070 | Asia | USD | BUSBAR SUPPORT UBS 2/10TN | 245.74 | EA | 1
545850 | United States | USD | 6.5X13 MM PUNCH | 304.99 | EA | 1
LPA100500 | Asia | USD | CABLE,SMOOTHWEAVE,AL,500FT | 1.66 | FT | 1
EGBA14608AA | United States | USD | BAR,GRD BUS,1/4 X 6 X 08 | 156 | EA | 1
534026AMX08 | United States | USD | FLEXIBAR,ADV,5X32X1,AMX | 132.25 | EA | 1
554530 | Asia | USD | SLEEVE, GREY PDBS 30G | 2.96 | MT | 1
534020FW07 | United States | USD | FLEXIBAR,ADV,6X24X1MM,FW, | 209.76 | EA | 25
HDPTC2B2B | United States | USD | MOLD,CABLE, HORZ THRU PAR | 212.91 | EA | 1
LJCFALY7 | United States | USD | MOLD,CABLE TO BUS/LUG,HOR | 212.91 | EA | 1
TACY7Y6 | United States | USD | MOLD,CABLE,HORZ TEE | 212.91 | EA | 1
LPAW70T | United States | USD | CLAMP,CAST,SMOOTH WEAVE, | 31.38 | EA | 1
563612 | Asia | USD | BRAID MBJYG 16-100-8 , Y/G INSULATED | 5.63 | EA | 10
549390 | Asia | USD | CABS 3/10 T MODULE | 62.18 | EA | 1
87408256 | United States | USD | CATCH,DOOR,SS, 304 | 1.34 | EA | 200
PB10GR161H | United States | USD | MOLD,CABLE TO GRD ROD,VER | 153.72 | EA | 1
SES160FFP | United States | USD | SES160F, FLUSH PLATE | 27.81 | EA | 1
534029ABB32 | United States | USD | FLEXIBAR, ADV, 8X32X1MM | 188.85 | EA | 1
CAGRT161K | United States | USD | MOLD,CABLE TO GRD ROD,VER | 207.39 | EA | 1
XLBACPAJ | United States | USD | MOLD,BUS BAR,HORZ SPLICE | 253.2 | EA | 1
GTC372G | United States | USD | MOLD,CABLE TO GRD ROD, | 212.91 | EA | 1
SSPD2P1M550 | United States | USD | SSPD, TWO PHASE, | 375.51 | EA | 1
ECRV101L4U | United States | USD | ELECTRODE,ROD,GRD,ASSY,10 | 1444.28 | EA | 1
556730 | United States | USD | BRAID,PREFAB,150X23X2MM, | 5.94 | EA | 10
A12816A4 | United States | USD | ROD,SAMPLE,5/8 CUCL 2LONG | 20.09 | EA | 1
B532D2Q36 | United States | USD | JUMPER,ASSY,4/0 CONC 36 I | 215.32 | EA | 1
534010LAM08 | United States | USD | FLEXIBAR,ADV,2X20X1MM,LAM | 201.04 | EA | 10
TDS1301T240 | Asia | USD | DIVERTER,TD,240V,30KA | 165 | EA | 1
FJ2G24 | United States | USD | JUMPER,FLEX,2/0 RLAY SWAG | 46.88 | EA | 1
GYR16SF | United States | USD | MOLD,CABLE TO GRD ROD,VER | 289.29 | EA | 1
A238KC2S24LH | United States | USD | CLAMP,FENCE,4/0 X 24 IN | 511.82 | EA | 1
LACY0PAM | Europe | USD | MOLD LACY0PAM | 212.91 | EA | 1
GYR182G | Europe | USD | MOLD,CABLE TO GRD ROD,VER | 289.29 | EA | 1
508017 | Asia | USD | FleXbus Cond., 360 mm?, 9,000 mm | 796.98 | EA | 1
A930U008 | United States | USD | BEARING,BALL,20MM SHAFT,S | 73.67 | EA | 0
ERICORE100T | United States | USD | DOWNCONDUCTOR,LIGHTNING, | 15635.57 | EA | 1
RBF80 | United States | USD | MATERIAL,FILLER,REBAR FER | 40.16 | EA | 1
NCRP130W3 | United States | USD | MOLD,CABLE TO GRD ROD,HOR | 289.29 | EA | 1
554414B | United States | USD | BRAID,SS,LUG,50MM2,BULK | 69.9 | EA | 50
CRC18EAL | Europe | USD | MOLD CRC18EAL | 212.91 | EA | 1
XLB970A1 | Europe | USD | IGNITOR,ASSY,EXOLON IGNIT | 42.86 | EA | 1
EGBA14318DD | United States | USD | BAR,ASSY,GRD,BUS,1/4 X 3 | 180 | EA | 1
VVR2QV21CW | United States | USD | MOLD,CABLE TO VERT STL,VE | 309.45 | EA | 1
EPD2170F | United States | USD | MODULE ASSY, SURGE | 72.91 | EA | 10
GR1182CPLUS | United States | USD | ONE-SHOT,CABLE TO GRD ROD | 25.17 | EA | 6
75000F80ETN | United States | USD | WELD METAL,CADWELD,F80 | 2242.5 | EA | 1
LPC331L | United States | USD | BASE,CU,STRAP,PIPE MOUNT, | 85.63 | EA | 1
EBK006 | United States | USD | MOLD,BUS BAR,HORZ X LAPPE | 966.13 | EA | 1
PBB103JH002 | United States | USD | LUG,CU,1/2 X 2 W/1-11/16 | 17.33 | EA | 10
508175 | United States | USD | TAPE, | 48.97 | EA | 1
SBPAJB36 | United States | USD | BOND,PLUG,S5 36 LONG | 12.71 | EA | 50
EDT27511R | United States | USD | ENHANCED TYPE 2, 75V, 1 1 | 250.73 | EA | 1
PB10SS3S4T | United States | USD | MOLD,CABLE,HORZ SPLICE | 153.72 | EA | 1
VVC1VV3 | United States | USD | MOLD,CABLE TO VERT STL,VE | 212.91 | EA | 1
M2983 | United States | USD | CLAMP,SHUNT,RAIL HEAD,TEM | 106.47 | EA | 0
DCV5000 | Asia | USD | CONCENTRATED DRILLING COOLANT V5000 | 536.23 | EA | 1
557610 | United States | USD | BRAID,CU,TINNED,.15MM DIA | 4.79 | MR | 1
EL28SAQSP004 | United States | USD | COUPLER,LENTON,SPECIAL,SA | 70.82 | EA | 1
RBS315724 | United States | USD | CHAIN,ASSY,#45 24 IN LG W | 52.34 | EA | 1
SBM275EA | United States | USD | PLATE,FLAT,6MM X 25MM X | 1.62 | EA | 1
NDR162Q | United States | USD | MOLD,CABLE TO GRD ROD,HOR | 289.29 | EA | 1
VFF3QV10 | United States | USD | MOLD,CABLE TO VERT STL,VE | 507.28 | EA | 1
RDH54Y4 | United States | USD | MOLD,CABLE TO REBAR,HORZ | 373.05 | EA | 1
LPC46740X2 | United States | USD | CONNECTION,CU,EMBEDDED | 337.08 | EA | 1
PTC3Q2G | United States | USD | MOLD,CABLE, HORZ THRU PAR | 212.91 | EA | 1
285123L2 | United States | USD | KIT,FLEXIBBAR,LAM | 634.324 | EA | 10
GTC132Q | United States | USD | MOLD,CABLE TO GRD ROD,VER | 212.91 | EA | 1
TACY9Y1 | United States | USD | MOLD,CABLE,HORZ TEE | 212.91 | EA | 1
GLCCE1V | United States | USD | MOLD,CABLE TO LUG,HORZ SP | 212.91 | EA | 1
LPC247ST | Europe | USD | POINT,CU,BLUNT,5/8INX3 | 208.38 | EA | 1
PBB585A | United States | USD | CLAMP,SHUNT,85# COMPOSITE | 204.29 | EA | 1
B2125DE24 | United States | USD | LUG,BOND,3/16 X 1 LUG 1 | 127.48 | EA | 1
B103DEOL | United States | USD | LUG,CU,3/16 X 1 W/2-7/16 | 17.08 | EA | 10
VSC2GV10 | United States | USD | MOLD,CABLE TO VERT STL,45 | 212.91 | EA | 1
TAC2G4L | United States | USD | MOLD,CABLE,HORZ TEE | 212.91 | EA | 1
534034ARZ12 | United States | USD | FLEXIBAR,ADV,6X40X1MM,ARZ | 231.72 | EA | 10
EL25D6SA1800 | United States | USD | COUPLER,LENTON,SA HEAD, | 157.73 | EA | 1
HAA1V1 | United States | USD | MOLD,CABLE TO HORZ STL,HO | 129.72 | EA | 1
HDGTC182G | United States | USD | MOLD,CABLE TO GRD ROD,VER | 212.91 | EA | 1
SBS8CBARE | United States | USD | BOND STRAND,BARE,S8 3/16, | 2.17 | EA | 100
505657 | United States | USD | BUSBAR,SPECIAL,C11000 CU, | 49.43 | EA | 1
SBRT1029068P | United States | USD | BUSHING,STRIP,#9 SOLID X | 54.97 | EA | 1
S429F4X24 | United States | USD | SLEEVE,CU,FLARED,1600/24 | 4.32 | EA | 25
PBAT23B20 | United States | USD | BOND,ARC WELD CROSS,AT2 3 | 70.64 | EA | 1
LPC858 | United States | USD | CLAMP,CAST,COMBO | 24.81 | EA | 1
HSC9C | United States | USD | MOLD,CABLE TO HORZ STL,HO | 212.91 | EA | 1
XBCY2Y2 | Europe | USD | MOLD XBCY2Y2 | 212.91 | EA | 1
45503116TF | United States | USD | SLEEVE,CU,.455IDX.517ODX1 | 2.12 | EA | 0
542050 | United States | USD | INSULATOR,BUSBAR,ISO TP | 4.34 | EA | 25
VSC2LV4 | United States | USD | MOLD,CABLE TO VERT STL,45 | 212.91 | EA | 1
PLUSCU2RLD15 | United States | USD | CADWELD PLUS GEN 2 REPL | 128.98 | EA | 1
PBJT52WRH | United States | USD | WELDER,BOND,T5,W/PIN | 84.12 | EA | 0
LPC205L | United States | USD | POINT,CU,3/8IN X 24IN | 40.16 | EA | 1
VSC9KV8 | United States | USD | MOLD,CABLE TO VERT STL,45 | 212.91 | EA | 1
PTC8C2Q | United States | USD | MOLD,CABLE,HORZ THRU PARA | 212.91 | EA | 1
CWP1JSH | Europe | USD | CLAMP,1/2-1IN PIPE,BRZ,SO | 8.15 | EA | 25
EGBA14436CB | United States | USD | BAR,GRD,1/4 X 4 X 36 LG, | 414 | EA | 1
LPC252 | United States | USD | POINT,CU,TUBULAR,5/8X12IN | 44.95 | EA | 1
XACY6Y4 | United States | USD | MOLD,CABLE,HORZ X SAME PL | 212.91 | EA | 1
557260 | United States | USD | BRAID,FLAT,23X1.5,CU,220 | 10.32 | MR | 1
EGBA14420GG | United States | USD | BAR,ASSY,GRD BUS,1/4 X 4 | 238 | EA | 1
GYR162V | United States | USD | MOLD,CABLE TO GRD ROD,VER | 289.29 | EA | 1
PTD3H3Q | United States | USD | MOLD,CABLE, HORZ THRU PAR | 451.38 | EA | 1
GRC161V | Europe | USD | MOLD GRC161V | 212.91 | EA | 1
CSP1BNC600 | Asia | USD | COAXIAL SURGE PROTECTOR, BNC 600V | 130.56 | EA | 1
508001 | Asia | USD | FleXbus Cond., 220 mm?, 3,000 mm | 270.89 | EA | 1
EGBA14618AA | Europe | USD | BAR,ASSY,GRD,BUS,1/4 X 6 | 272.52 | EA | 1
PQDS1100B120 | United States | USD | PQDS-2-2P-120/240V, | 1368.87 | EA | 1
554368 | United States | USD | BRAID,EARTH,SS,70MM2,CPI | 27.88 | EA | 10
E2MULTCUTSOL | United States | USD | DRUM,CABLE,ERICORE,MULTI | 48.35 | EA | 1
A800A24F100 | United States | USD | CABLE,CU,BARE,#6 CONC,7 S | 175.13 | EA | 1
CAHBA1H12 | United States | USD | MOLD,CABLE TO HORZ CAST I | 129.72 | EA | 1
534040EA01 | United States | USD | FLEXIBAR,ADV,6X50X1MM, | 403.21 | EA | 1
NCR332Q | United States | USD | MOLD,CABLE TO GRD ROD,HOR | 289.29 | EA | 1
LPC150250 | United States | USD | CABLE,CU,MINI SMOOTH | 2.85 | EA | 250
CAHAA1YB | United States | USD | MOLD,CABLE TO HORZ STL,HO | 129.72 | EA | 1
LECY0CAJ | Europe | USD | MOLD LECY0CAJ | 212.91 | EA | 1
GLTCCS1 | United States | USD | MOLD,CABLE TO LUG,HORZ SP | 207.39 | EA | 1
A932C010 | United States | USD | RING,RETAINING,EXTERNAL,2 | 0.95 | EA | 1
PGCY4Y1 | Europe | USD | MOLD PGCY4Y1 | 212.91 | EA | 1
561710 | Asia | USD | METAL SPACER M5 X 40 | 1.16 | EA | 25
PQM100240D | United States | USD | PROTECTOR,SURGE,PQM100, 2 | 2507.73 | EA | 1
GLCCE1D | United States | USD | MOLD,CABLE TO LUG,HORZ | 212.91 | EA | 1
EBDHANHAN | Europe | USD | MOLD EBDHANHAN | 451.38 | EA | 1
CAHBA1G8 | United States | USD | MOLD,CABLE TO HORZ CAST I | 129.72 | EA | 1
32F76 | United States | USD | WELD METAL,CADWELD,F76 | 7.09 | EA | 0
FLXPABB0055 | United States | USD | FLEXIBAR,ADV,6X100X1,ABB | 563.429 | EA | 1
SSCT2 | United States | USD | MOLD,CABLE,HORZ SPLICE | 212.91 | EA | 1
SGT150M | United States | USD | SPARK GAP TYPE 1 MODULE, | 276.31 | EA | 1
EGBA14216HH | Europe | USD | GRD BAR ASSY,1/4INX2INX16 | 130 | EA | 1
615815 | Europe | USD | EARTH ROD,CU BOND,POINTED | 90.67 | EA | 5
716497 | United States | USD | DRILL,STANDARD RAIL,35MM | 178.94 | EA | 1
EGBA14312MM | United States | USD | BAR,GRD BUS,1/4 X 3 X 12 | 126 | EA | 1
NCR332L | United States | USD | MOLD,CABLE TO GRD ROD,HOR | 289.29 | EA | 1
534056 | United States | USD | FLEX ADV2MTC 6X100X1 | 836.44 | EA | 1
RBT910101 | United States | USD | SPLICE,KIT,#9/#10 CADWELD | 194.34 | EA | 1
534034GE07 | United States | USD | FLEXIBAR,ADV,6X40X1MM,GE, | 189.6 | EA | 10
534420 | United States | USD | IBSB ADV 70-1030-8-10 | 65.77 | EA | 10
XBQ2Q9F | United States | USD | MOLD,CABLE,HORZ X LAPPED, | 406.5 | EA | 1
VTC1H2.50 | United States | USD | MOLD,CABLE TO VERT STL,HO | 212.91 | EA | 1
554900 | United States | USD | POLY,SLEEVE,ZIPFLEX,30M, | 4.53 | MR | 1
RBT67101H | United States | USD | SPLICE,KIT,#6/#7 CADWELD | 165.96 | EA | 1
556720 | Asia | USD | BRAID MBJ 30-100-10 | 4.79 | EA | 10
XL32 | Europe | USD | WELDMETAL XL32,EXOLON | 56.37 | EA | 4
TAC2G8D | United States | USD | MOLD,CABLE,HORZ TEE | 212.91 | EA | 1
569201 | United States | USD | DISTRIB. BLOCK UD6C500AL | 38.3 | EA | 1
563619 | Asia | USD | BRAID MBJYG 25-200-8 , Y/G INSULATED | 9.09 | EA | 10
VTC1T6 | United States | USD | MOLD,CABLE TO VERT STL, | 212.91 | EA | 1
534039ABB07 | United States | USD | FLEXIBAR,ADV,5X50X1,ABB | 85.13 | EA | 10
EGBA14418LL | United States | USD | BAR,GRD BUS,1/4 X 4 X 18 | 216 | EA | 1
LPC37112 | United States | USD | MOUNT,PIPE,HORIZONTAL CAS | 64.8 | EA | 1
HAA1L350C | United States | USD | MOLD,CABLE TO HORZ STL,HO | 129.72 | EA | 1
GGC2V12 | United States | USD | MOLD,CABLE TO GRD ROD,HOR | 212.91 | EA | 1
ECRHE202Q4U | United States | USD | ELECTRODE ASSY,GRD,20LG H | 3517.93 | EA | 1
545861 | United States | USD | DIE,TOOL,11X20MM | 420.88 | EA | 1
HDGRC163Q | United States | USD | MOLD,CABLE TO GRD ROD,VER | 212.91 | EA | 1
558440 | United States | USD | KIT,CONTACT,HARDWARE,M12X | 2.06 | EA | 100
508005 | Asia | USD | FleXbus Cond., 220 mm?, 7,000 mm | 465.58 | EA | 1
534056ABB14 | United States | USD | FLEXIBAR,ADV,6X100X1,ABB, | 518.19 | EA | 1
RBWS1467U | United States | USD | BASIN,POURING,#4/#5 STAND | 233.68 | EA | 1
LPA673 | United States | USD | STRAP,AL,CABLE TO PIPE | 48.35 | EA | 1
NCR182Q2C | United States | USD | MOLD,CABLE TO GRD ROD,HOR | 289.29 | EA | 1
GYE182B | United States | USD | MOLD,CABLE TO GRD ROD,VER | 596.26 | EA | 1
508041 | United States | USD | BRAID,FLEXIBLE, | 835.92 | EA | 1
INTCPTADF2NPTSI | Asia | USD | SII INTERCEPTOR,ADAPTER, 2 IN NPT FEMALE | 194.95 | EA | 1
200F76 | United States | USD | WELD METAL,CADWELD,F76 | 37.93 | EA | 10
534041KOM08 | United States | USD | FLEXIBAR,ADV,8X50X1MM,KOM | 320.09 | EA | 1
563940 | United States | USD | BLOCK,4,POLE DISTRIBUTION | 59.81 | EA | 1
HCA1K1.25 | United States | USD | MOLD,CABLE TO HORZ STL,HO | 129.72 | EA | 1
561740 | Asia | USD | METAL SPACER M5 X 70 | 1.76 | EA | 25
VSC1VV1.25 | United States | USD | MOLD,CABLE TO VERT STL,45 | 212.91 | EA | 1
GPECEHX1T | United States | USD | ELECTRODE,GRD PLATE,.0647 | 383.06 | EA | 1
EDT230031R | Asia | USD | Enhanced Type 2, 300V, 3 1 | 478.08 | EA | 0
RBT1118101HB | United States | USD | MATERIAL,FILLER,#11/#18 T | 80.96 | EA | 1
VFC1KV3C | United States | USD | MOLD,CABLE TO VERT STL,VE | 212.91 | EA | 1
GTC163Q | United States | USD | MOLD,CABLE TO GRD ROD,VER | 212.91 | EA | 1
595350 | United States | USD | RAIL,CLIP EM58SN8SH | 9.49 | EA | 100
561810 | Asia | USD | METAL SPACER M6 X 60 | 1.54 | EA | 25
B540C883T | United States | USD | BUSBAR,GRD,CU,3/8X6X36IN, | 415.6 | EA | 1
XBC2C1V | United States | USD | MOLD,CABLE,HORZ X LAPPED | 212.91 | EA | 1
LPCAR1010 | United States | USD | TERMINAL,AIR,1000MM,10MM | 60.45 | EA | 1
FLXPABB0022 | United States | USD | FLEXIBAR,ADV, 8X80X1,ABB, | 528.43 | EA | 1
SBS3086R48 | United States | USD | BOND,TEMPORARY SIGNAL,4FT | 77.47 | EA | 1
EPGC1228X8S | United States | USD | BUSBAR,PERIMETER,CU,1/2X2 | 115.89 | EA | 1
HDHSC2Q | United States | USD | MOLD,CABLE TO HORZ STL,HO | 212.91 | EA | 1
TWR107A3 | United States | USD | MOLD,BUS BAR,HORZ BUTTON | 289.29 | EA | 1
SBS12C | Asia | USD | SLEEVE FOR 3/16 CABLE,1IN LONG | 0.87 | EA | 0
ACL501 | United States | USD | WELD METAL,CADWELD,AL,A22 | 46.51 | EA | 0
SBTBJ3636 | United States | USD | BOND,JUMPER,3/16 & 1 1/2 | 14.37 | EA | 25
LMCEG2G | United States | USD | MOLD,CABLE TO BUS/LUG,VER | 212.91 | EA | 0
PB10SS2C | United States | USD | MOLD,CABLE,HORZ SPLICE | 153.72 | EA | 1
GLCDEY4 | United States | USD | MOLD,CABLE TO LUG,HORZ SP | 212.91 | EA | 1
EDT248040R | United States | USD | ENHANCED TYPE 2, 480V, 40 | 298.24 | EA | 1
534117 | United States | USD | BUSBAR,FLEXIBLE,ADVANCED, | 158.92 | EA | 5
RDM53Y3 | United States | USD | MOLD,CABLE TO REBAR,HORZ | 649.88 | EA | 1
EL57T25P9 | United States | USD | COUPLER,LENTON POSITION,# | 225.84 | EA | 1
ILCOUPL | Asia | USD | INLINE COUPLING | 531.6 | EA | 1
CAVSTW2B | United States | USD | MOLD,CABLE TO VERT STL,45 | 207.39 | EA | 1
RBWS1655C | United States | USD | BASIN,POURING,#8 SPECIAL | 495.12 | EA | 1
LC20S2D | United States | USD | SLEEVE,S2 SERIES,20MM, | 58.3 | EA | 1
LPC31938 | United States | USD | BASE,CU,OFFSET,3/8IN | 45.81 | EA | 1
NDF163A | United States | USD | MOLD,CABLE TO GRD ROD,HOR | 507.28 | EA | 1
SSC2Q8X1D | United States | USD | MOLD,CABLE,HORZ SPLICE | 212.91 | EA | 1
ERICORE138U | United States | USD | DOWNCONDUCTOR,LIGHTNING | 18104.114 | EA | 1
RJE572L | United States | USD | MOLD,CABLE TO REBAR,VERT | 596.26 | EA | 1
534048DSN05 | United States | USD | FLEXIBAR,ADV,10X63X1,DSN, | 241.33 | EA | 1
LPC619 | United States | USD | CONNECTOR,CU,UNIVERSAL | 99.61 | EA | 1
HSCY7 | Europe | USD | MOLD HSCY7 | 212.91 | EA | 1
TACY6CY4C | United States | USD | MOLD,CABLE,HORZ TEE | 212.91 | EA | 1
TDX100S120/240 | United States | USD | PROTECTOR,SURGE,TDX100S,3 | 1297.2 | EA | 1
GPR161H | United States | USD | MOLD,CABLE TO GRD ROD,VER | 289.29 | EA | 1
HSC1G | United States | USD | MOLD,CABLE TO HORZ STL,HO | 212.91 | EA | 1
534008RW01 | United States | USD | FLEXIBLE,ADV,6X15.5X0.8RW | 45.77 | EA | 1
VVR2Q | Europe | USD | MOLD VVR2Q | 289.29 | EA | 1
EGBA14436DD | United States | USD | BAR,GRD BUS,1/4 X 4 X 36 | 414 | EA | 1
1120300EG | Asia | USD | 112 LOOP HANGER 3/8 UNC; DN80, 3 IN. | 599.66 | EA | 25
545706 | United States | USD | OIL,HYDRAULIC,0.946 LITER | 34.24 | EA | 1
TACY2W3 | United States | USD | MOLD,CABLE,HORZ TEE | 212.91 | EA | 1
PB45PLUSF80BLK | United States | USD | BULK PLUS F80 MATERIAL | 15.31 | EA | 0
B102CE | United States | USD | LUG,CU,1/8 X 1 W/2-9/16 | 14.05 | EA | 20
SSC2Q1G | United States | USD | MOLD,CABLE,HORZ SPLICE | 212.91 | EA | 1
CAHBA1K18 | United States | USD | MOLD,CABLE,TO HORZ CAST I | 129.72 | EA | 1
XLYRF4P001LHS | United States | USD | MOLD,CABLE,HORZ Y 20 DEG | 602.4 | EA | 1
RBWS1500F | United States | USD | BASIN,POURING,#11 STANDAR | 352.64 | EA | 1
534040ERM07 | United States | USD | FLEXIBAR,ADV,6X50X1MM,ERM | 201.68 | EA | 1
GFC169E | United States | USD | MOLD,CABLE TO GRD ROD,HOR | 212.91 | EA | 1
EPCB1B | United States | USD | BASE, PROTECTOR | 33.12 | EA | 1
715685 | Asia | USD | SBM-V STANDARD ASSY, 267 RPM | 9050.06 | EA | 1
B545A22 | United States | USD | BRACKET,MOUNTING,1/8X1,W/ | 6.03 | EA | 0
TDS150M277 | United States | USD | MODULE, TD, 277V, 50KA | 120.82 | EA | 1
716181 | United States | USD | DRILL,RAIL BOND, 9,5MM | 84.12 | EA | 1
635840SEC | United States | USD | ROD,GRD,5/8 X 1.2,CU CLAD | 22.7 | EA | 5
SB03GT161H | United States | USD | MOLD,CABLE TO GRD ROD,VER | 161.73 | EA | 1
TDX200M120/240 | Asia | USD | PROTECTOR,SURGE,2P,120/240V,3W+G,200KA/P | 1951.95 | EA | 1
B540A38634A | United States | USD | COVER, BUSBAR,PLEXIGLAS | 144.33 | EA | 1
LPA30958 | United States | USD | BASE,AL,POINT,5/8IN, | 25.01 | EA | 1
HDTAC2G2C | United States | USD | MOLD,CABLE,HORZ TEE | 212.91 | EA | 1
PBS17F | United States | USD | SLEEVE,FLARED,.344ID X 1, | 150.05 | EA | 0
B30114D | United States | USD | MOLD, COVER, GRAPHITE | 52.03 | EA | 0
EL16PPPN | United States | USD | PLUG,PARALLEL,LENTON | 0.75 | EA | 100
VTC2QHQ | United States | USD | MOLD,CABLE TO VERT STL,HO | 212.91 | EA | 1
PB10LA3FEF | United States | USD | MOLD,CABLE TO BUS/LUG,HOR | 153.72 | EA | 1
FLXPLAM0094 | United States | USD | FLEXIBAR,ADV,2X15.5X0.8MM | 465.65 | EA | 1
TVC1L1L | United States | USD | MOLD,CABLE,VERT TEE VERT | 212.91 | EA | 1
NT1161LPLUS | United States | USD | ONE-SHOT,CABLE TO GRD ROD | 25.17 | EA | 6
EDT2750M | United States | USD | ENHANCED TYPE 2 MODULE, | 64.35 | EA | 1
RBWS2223F | United States | USD | BASIN,POURING,#11 30 DEGR | 515.06 | EA | 1
WTBR10E | United States | USD | RECEPTOR,SURFACE,DISK,10 | 235.72 | EA | 1
EGBA14830CC | United States | USD | BAR,GRD BUS,1/4 X 8 X 30 | 546 | EA | 1
ERICORE107U | United States | USD | DOWNCONDUCTOR,LIGHTNING | 14037.242 | EA | 1
SSCSG1V | United States | USD | MOLD,CABLE,HORZ SPLICE | 212.91 | EA | 1
TSGB16R1 | United States | USD | BRACKET,SCREW,GUN TELESCO | 5.59 | EA | 20
B2618A | United States | USD | REEL,ASSY,STATIC GRD,.09 | 574.09 | EA | 1
LAC8G001 | United States | USD | MOLD,CABLE TO BUS/LUG,HOR | 212.91 | EA | 1
HAA1T | United States | USD | MOLD,CABLE TO HORZ STL,HO | 129.72 | EA | 1
A130AE | Europe | USD | TUBING,HEAT SHRINK,33/8, | 63.97 | EA | 1
PQM200120/240 | United States | USD | 200KA 120/240 MODULAR SUR | 3163.96 | EA | 1
SCB10003APLUS | United States | USD | WELD METAL,F80 PLUS, | 91.22 | EA | 10
534010HDQ16 | United States | USD | FLEXIBAR,ADV,2X20X1MM,HDQ | 38.58 | EA | 1
GFCP120Y5 | Europe | USD | MOLD GFCP120Y5 | 212.91 | EA | 1
SSCW6 | United States | USD | MOLD,CABLE,HORZ SPLICE | 212.91 | EA | 1
EL32D6N | United States | USD | ANCHOR,LENTON TERMINATOR, | 14.68 | EA | 1
HDGRD184L | United States | USD | MOLD,CABLE TO GRD ROD,VER | 451.38 | EA | 1
170380 | Asia | USD | CADDY CLIPS EBC P4 | 153.48 | EA | 100
VSC2QW | United States | USD | MOLD,CABLE TO VERT STL,45 | 233.07 | EA | 1
PLUSCU15L1 | Europe | USD | IGNITOR,CONTROL UNIT,15FT | 387.22 | EA | 1
TAC3D9F | United States | USD | MOLD,CABLE,HORZ TEE | 212.91 | EA | 1
GJC162GW | United States | USD | MOLD,CABLE TO GRD ROD,HOR | 273.39 | EA | 1
EL43T32A2ES | United States | USD | COUPLER,LENTON STANDARD,# | 127.55 | EA | 1
EL20CFFP | United States | USD | PROTECTOR,LENTON,PLASTIC | 0.83 | EA | 25
PTC3Q2GW | United States | USD | MOLD,CABLE,HORZ THRU PARA | 253.23 | EA | 1
GYR16W3 | United States | USD | MOLD,CABLE TO GRD ROD,VER | 289.29 | EA | 1
558410 | Asia | USD | CONTACT KIT M10 X 50 ZB | 1.9 | EA | 100
RHC80Y6 | Europe | USD | MOLD RHC80Y6 | 212.91 | EA | 1
UGP719SBP5 | United States | USD | PLATE,CU,GROUND,1/16 X | 120.99 | EA | 5
SSPDTT3P300 | Europe | USD | SSPD, TT THREE PHASE, 30 | 510.44 | EA | 1
PB250 | United States | USD | WELD METAL,CADWELD RAIL P | 23.44 | EA | 10
DEBIG5M | United States | USD | CABLE,GUYING,5MM DEBIGLAS | 8.69 | EA | 1
LPC435SH | United States | USD | BASE,CU,BARE,CIRCUIT ONLY | 210.21 | EA | 1
EBCFALFAL | United States | USD | MOLD,BUS BAR,HORZ X LAPPE | 212.91 | EA | 1
SBT315A | United States | USD | TOOL KIT,RAIL,W/GLOVES | 139.16 | EA | 1
FLXKRW0003 | United States | USD | KIT,FLEXIBAR,ADV,6X32X1MM | 1029.36 | EA | 1
633470 | United States | USD | ROD,GRD,3/4X7,SEC,CU BOND | 57.49 | EA | 5
635800PPI01 | United States | USD | ROD,GRD,5/8X10,CU CLAD,10 | 50.21 | EA | 5
534023ABBI02 | United States | USD | FLEXIBAR,ADV,2X32X1,ABBI | 39.06 | EA | 10
CAGRP182G | United States | USD | MOLD,CABLE TO GRD ROD,VER | 233.95 | EA | 1
VGCY2 | United States | USD | MOLD,CABLE TO VERT STL,HO | 212.91 | EA | 1
SSC2G1V | United States | USD | MOLD,CABLE,HORZ SPLICE | 212.91 | EA | 1
S119 | United States | USD | BOND,CLIP,5/16 TAB | 12.56 | EA | 0
ERICORE168T | United States | USD | DOWNCONDUCTOR,LIGHTNING, | 23300.032 | EA | 1
635880HA01UL | United States | USD | ROD,GRD,5/8X8,CU CLAD,10 | 23.45 | EA | 5
EL57T43TA12 | United States | USD | COUPLER,LENTON,A12#18-#14 | 130.74 | EA | 1
EPD2050M | United States | USD | MODULE ASSY, SURGE, EPD | 71.4 | EA | 1
197810 | Europe | USD | CONDUCTOR TC-HGSP-3035 | 5.9 | MT | 10
LPC807 | United States | USD | STRAP,CABLE,CU,1 IN PIPE | 15.37 | EA | 1
SSC9H | United States | USD | MOLD,CABLE,HORZ SPLICE | 212.91 | EA | 1
LJCEG1H | United States | USD | MOLD,CABLE TO BUS/LUG,HOR | 212.91 | EA | 1
XBM2C2CW | United States | USD | MOLD,CABLE,HORZ X LAPPED | 730.52 | EA | 1
HSC1T001 | United States | USD | MOLD,CABLE TO HORZ STL,HO | 212.91 | EA | 1
MBNUPCJ82 | United States | USD | MESH BONDING NETWORK,UNIV | 46.12 | EA | 25
RTC522C | United States | USD | MOLD,CABLE TO REBAR,HORZ | 212.91 | EA | 1
L5003Z3RH | United States | USD | ANGLE,MOLD,1/8X2X2X3 IN, | 30.69 | EA | 1
B125A02 | United States | USD | FRAME,MOLD HANDLE,3 | 30.21 | EA | 0
615880SP25 | United States | USD | GROUND ROD,5/8X8,10 MIL, | 38.63 | EA | 5
508113 | United States | USD | COPPER,BUSBAR, | 110.84 | EA | 1
SBG15001 | United States | USD | GUARD,GRINDER,FRONT PULLE | 62.05 | EA | 1
TAPE19 | United States | USD | TAPE,ELECTRICAL,INSULATIN | 1.17 | EA | 0
UTB110SPGM | United States | USD | PROTECTOR,SURGE,UTB REPLA | 135.29 | EA | 1
TADY0Y9 | Europe | USD | MOLD TADY0Y9 | 451.38 | EA | 1
435815 | United States | USD | ROD,GRD,5/8X1.5M,CU CLAD | 21.84 | EA | 5
RBW73918H | United States | USD | INSTALLATION KIT,EQUIP,#1 | 1626.97 | EA | 1
MBB09 | United States | USD | MOLD,BLANK,90115 C PRICE | 134.4 | EA | 1
CAPCT1G1G | United States | USD | MOLD,CABLE, HORZ TAP PARA | 207.39 | EA | 1
GPECNAK024 | United States | USD | ELECTRODE,GRD PLATE,1/32 | 122.5 | EA | 1
504991 | United States | USD | LOCK,INSULATOR,SI ALP,BLA | 24 | EA | 12
XBM9F9F | United States | USD | MOLD,CABLE,HORZ X LAPPED | 649.88 | EA | 1
A800A22C24 | United States | USD | CABLE,CU,BARE,4/0 CONC,19 | 13.6 | EA | 0
541776 | Asia | USD | FLEXIBAR END COVER 32 | 1.41 | EA | 0
534027 | Asia | USD | ERIFLEX FLEXIBAR ADVANCED 2 M TINNED COP | 232.68 | EA | 2
715115 | United States | USD | LUG,CABLE,PKS120/12-H | 9.85 | EA | 50
HAA1V2.50 | United States | USD | MOLD,CABLE TO HORZ STL, | 129.72 | EA | 1
534056RW29 | United States | USD | FLEXIBAR,ADV,6X100X1MM,RW | 496.86 | EA | 10
47858005AEP | United States | USD | ROD,GROUND,5/8,CU PLATED, | 195.67 | EA | 0
ERICORE055U | United States | USD | DOWNCONDUCTOR,LIGHTNING, | 7215.42 | EA | 1
PTD2V3Q | United States | USD | MOLD,CABLE,HORZ THRU PARA | 451.38 | EA | 1
553120 | United States | USD | CLAMP,BUSBAR,HCBC 120 | 103.77 | EA | 1
A928B042 | United States | USD | NUT,HEX,5/8-11,SILBRZ,A13 | 4.81 | EA | 0
EGBA12420NN | United States | USD | BAR,GRD BUS,1/2 X 4 X 20 | 378 | EA | 1
558594 | Asia | USD | IBSHY 32-765-6-10 | 26.52 | EA | 12
PB10QT2QA100 | United States | USD | MOLD,CABLE TO RAIL,HORZ | 153.72 | EA | 1
ELIPG32200 | United States | USD | LENTON,ISO PLUG GAGE | 404.14 | EA | 1
GTC142C | United States | USD | MOLD,CABLE TO GRD ROD,VER | 212.91 | EA | 1
SBS3086R48WT | United States | USD | BOND,TEMPORARY SIGNAL,3/1 | 103.4 | EA | 1
561134 | United States | USD | BLOCK,SPLICE,500 AMP,LUG | 36.26 | EA | 1
B250P3 | United States | USD | MOLD,BLANK,150200 R PRICE | 289.29 | EA | 0
A804A15M30 | United States | USD | 15KV CABLE, 30M | 3884.87 | EA | 1
ESBP1/0 | Asia | USD | SPLIT BOLT,DUAL RATED,6 SOL-1/0 STR,TINN | 8.38 | EA | 50
PTC2G8D | United States | USD | MOLD,CABLE,HORZ THRU PARA | 212.91 | EA | 1
PCC2L1G | United States | USD | MOLD,CABLE, HORZ TAP PARA | 212.91 | EA | 1
PB250PLUSF80 | Asia | USD | CADWELD PLUS,#250,F80 | 28.11 | EA | 50
EL3625A2ES | United States | USD | COUPLER,LENTON,TRANSITION | 90.61 | EA | 1
A929B028 | United States | USD | WASHER,LOCK,5/8,SILBRZ (A | 1.88 | EA | 0
RBW26818 | United States | USD | SLEEVE,SPEED,#18 | 44.16 | EA | 1
EL43TP14L | United States | USD | COUPLER,LENTON,P14L,43MM, | 159.38 | EA | 1
GRC161H | United States | USD | MOLD,CABLE TO GRD ROD,VER | 212.91 | EA | 1
PTC9F1K | United States | USD | MOLD,CABLE,HORZ THRU | 212.91 | EA | 1
PBC105Q | United States | USD | CLAMP ASSY,ADJ,QUICK GRIP | 181.39 | EA | 1
LPC2955F5F | United States | USD | ADAPTER,CU,COUPL.,5/8IN F | 21.88 | EA | 1
ERICORE025T | United States | USD | DOWNCONDUCTOR,LIGHTNING, | 4539.95 | EA | 1
PQCF160-120/208 | United States | USD | SES160F208Y | 2001.94 | EA | 1
MBH01 | United States | USD | MOLD,BLANK,1 9/16 X 2 X 4 | 373.05 | EA | 1
561660 | Asia | USD | METAL SPACER M5 X 15 | 0.81 | EA | 50
534026PDI53 | United States | USD | FLEXIBAR,ADV,5X32X1MM,PDI | 129.54 | EA | 10
PB80SC4Y2W001 | United States | USD | MOLD,CABLE,HORZ SPLICE SI | 697.55 | EA | 1
MBA13 | Europe | USD | MOLD,BLANK,90115 C PRICE | 148.69 | EA | 1
T394 | United States | USD | BRUSH,TOOL,9-3/4 IN | 14.75 | EA | 1
SBM456 | United States | USD | MOLD,BOND,3/16X3/4 XS,PAI | 89.38 | EA | 1
GRC188G | United States | USD | MOLD,CABLE TO GRD ROD,VER | 212.91 | EA | 1
PB13HTT1001 | United States | USD | MOLD,CABLE TO HORZ STL,HO | 208.86 | EA | 1
534504 | United States | USD | IBS ADV 25-630-8-10 | 17.99 | EA | 10
508172 | Asia | USD | FleXbus Scissor | 739.67 | EA | 1
554326 | Asia | USD | CPI 35-400-12 | 23.42 | EA | 1
613412 | Europe | USD | EARTH ROD,CU BOND,POINTED | 98.96 | EA | 5
549210 | United States | USD | BUSBAR,4 MM,THD,M6,25X4 | 117.61 | EA | 4
LPLC436SH | United States | USD | BASE,CU,CIRCUIT,LEAD CVRD | 419.15 | EA | 1
GTC169EW | United States | USD | MOLD,CABLE TO GRD ROD,VER | 273.39 | EA | 1
S17F | Asia | USD | SLEEVE,CU,FLARED,2 RLAY | 1.6 | EA | 25
534060ABB09 | United States | USD | FLEXIBAR,ADV,10X120X1,ABB | 978.83 | EA | 10
CSP1SMA90 | United States | USD | COAXIAL SURGE PROTECTOR, | 120.48 | EA | 1
GFCP107Y6 | United States | USD | MOLD,CABLE TO GRD ROD,HOR | 212.91 | EA | 1
FLXPLAM0063 | Asia | USD | 718-A58346-001 | 179.69 | EA | 1
TACY8Y9 | Europe | USD | MOLD TACY8Y9 | 212.91 | EA | 1
534026PDI25 | United States | USD | FLEXIBAR,ADV,5X32X1MM,PDI | 157.75 | EA | 10
615880SG01 | United States | USD | GROUND ROD,COPPERBONDED,5 | 34.23 | EA | 5
INTCPTADBUTT | Asia | USD | INTERCEPTOR,MK3,ADAPTER,MAST BUTT | 179.61 | EA | 1
VNC2GRH | United States | USD | MOLD,CABLE TO VERT STL,HO | 212.91 | EA | 1
FLXPABB0012 | United States | USD | FLEXIBAR,ADV,10X50X1,ABB, | 278.71 | EA | 1
561138 | United States | USD | END CAP ASSY,ACCESSORY, | 3.69 | EA | 1
PQC160-480V-D | United States | USD | SES160B480D | 1400.22 | EA | 1
EGBA14212ECT | United States | USD | BAR,ASSY,GRD,BUS,1/4 X 2 | 126 | EA | 1
FLXPLAM0045 | United States | USD | FLEXIBAR,ADV,8X32X1MM | 270.38 | EA | 1
613860 | United States | USD | ROD,GRD,3/8X6,10 MIL CU | 22.27 | EA | 5
4011000EG | Asia | USD | HANGER,CLEVIS,10 IN,E-GAL | 9761.45 | EA | 100
LQJEH8D | United States | USD | MOLD,CABLE TO BUS/LUG,VER | 882.44 | EA | 1
B102GHOLBLK | United States | USD | LUG,CU,3/8 X 2 W/2-9/16 H | 84.34 | EA | 0
508033 | United States | USD | BRAID,FLEXIBLE, | 765.3 | EA | 1
RCE541T | United States | USD | MOLD,CABLE TO REBAR,VERT | 596.26 | EA | 1
534057EA03 | United States | USD | FLEXIBAR,ADV,8X100X1MM, | 117050.51 | EA | 1
556761B | United States | USD | MBJ 30 433 20 J30 | 4.87 | EA | 1
PBB180C | United States | USD | SCREW,ADJUSTING | 420.24 | EA | 0
508161 | Asia | USD | FleXbus IP2X for 2 Conductors per Phase | 240.76 | EA | 1
ISONV50 | Europe | USD | ISONV50 CABLE, PER METER | 54.3 | MT | 1
BMDPAMFAL | United States | USD | MOLD,BUS BAR,HORZ TEE BAR | 451.38 | EA | 1
T321 | Asia | USD | RASP ASSY, CURVED | 332.29 | EA | 1
PTC2L1L | United States | USD | MOLD,CABLE, HORZ THRU PAR | 212.91 | EA | 1
PTC2Q2C | United States | USD | MOLD,CABLE,HORZ THRU PARA | 212.91 | EA | 1
CAVHT1H16 | United States | USD | MOLD,CABLE TO VERT CAST | 207.39 | EA | 1
CRC18BAL | United States | USD | MOLD,BUS TO GRD ROD, | 212.91 | EA | 1
EL25A32K | United States | USD | COUPLER,LENTON,STANDARD, | 105.84 | EA | 1
534058GE07B | United States | USD | FLEXIBAR,ADV,10X100X1,GE | 898.06 | EA | 1
HDTAC2Q1V | Europe | USD | MOLD HDTAC2Q1V | 212.91 | EA | 1
SBNT1161V | United States | USD | ONE-SHOT,CABLE TO GRD ROD | 22.33 | EA | 6
ECRH102Q4D | United States | USD | GROUND ROD,ASSY,KIT,10FT, | 2104.45 | EA | 1
RBM2660TC | United States | USD | FRAME,CHAIN,TRIPLE | 266.54 | EA | 1
RRA531G | United States | USD | MOLD,CABLE TO REBAR,HORZ | 129.72 | EA | 1
TACY7Y2 | United States | USD | MOLD,CABLE,HORZ TEE | 212.91 | EA | 1
B3453Q | United States | USD | COLLAR,WELDING,FOR 500KCM | 16.68 | EA | 1
LPC138CTO | United States | USD | CABLE,CU,CONCENTRIC,37 | 19.33 | EA | 1
534042ABB01 | United States | USD | FLEXIBAR,ADV,10X50X1,ABB | 125.62 | EA | 10
LPC509L | United States | USD | CLIP ASSY,SECONDARY CABLE | 15.29 | EA | 25
556840 | Asia | USD | BRAID MBJ 50-200-10 | 10.82 | EA | 10
ALUM3M | Asia | USD | MAST,AL,3M | 379.88 | EA | 1
EGP100 | United States | USD | PLATE,GRD,POLE,COPPER,W/L | 15.88 | EA | 50
EGBA14412BB | United States | USD | BAR ASSY,GRD BUS,1/4X4X12 | 150 | EA | 1
DT175030R | United States | USD | TYPE 1, 750V, 3 0 | 698.67 | EA | 1
LEC11EA26.5 | United States | USD | MOLD,CABLE TO BUS/LUG,HOR | 212.91 | EA | 1
TSF6A120V | Asia | USD | FILTER,SURGE,1PH,120VAC,6A | 335.18 | EA | 0
XBCY3W3 | United States | USD | MOLD,CABLE,HORZ X LAPPED | 212.91 | EA | 1
LPA248ST | United States | USD | POINT,AL,BLUNT,5/8 X 48IN | 34.21 | EA | 1
505678 | United States | USD | BUSBAR,SPECIAL,C11000 CU | 364.03 | EA | 1
PTC2B2QW | United States | USD | MOLD,CABLE, HORZ THRU PAR | 253.23 | EA | 1
XL250 | Europe | USD | WELDING MATERIAL,ALLOY,F2 | 73.84 | EA | 4
SSCY5 | Europe | USD | MOLD SSCY5 | 212.91 | EA | 1
TACY9Y4 | Europe | USD | MOLD TACY9Y4 | 212.91 | EA | 1
LPA162CTO | United States | USD | STRIP,AL,1-1/4 X .080 | 17.01 | EA | 1
LSK3Q005M | United States | USD | MOLD,CABLE TO BUS/LUG,HOR | 966.13 | EA | 1
LPA34812 | United States | USD | BASE,AL,CAST,STANDING | 53.32 | EA | 1
VSC1E | United States | USD | MOLD,CABLE TO VERT STL,45 | 212.91 | EA | 1
HDXBV3D3D | United States | USD | MOLD,CABLE,HORZ X LAPPED | 935.06 | EA | 1
CAHBA1G18 | United States | USD | MOLD,CABLE TO HORZ CAST I | 129.72 | EA | 1
A927F190 | United States | USD | BOLT,HEX HEAD,5/16-18 X 1 | 1.31 | EA | 1
FLXPLAM0002 | United States | USD | FLEXIBAR,ADV,2X15.5X0.8MM | 330.72 | EA | 1
508028 | Asia | USD | FleXbus Cond., 545 mm?, 10,000 mm | 1137.61 | EA | 1
MS/DIOD | United States | USD | QUICK SALE | 0.48 | EA | 0
HSC3QW | United States | USD | MOLD,CABLE TO HORZ STL,HO | 233.07 | EA | 1
534028L3M | United States | USD | FLEXIBAR,ADV,8X32X1MM,3M | 441.15 | EA | 0
RBWS1467M | United States | USD | BASIN,POURING,#18 STANDAR | 233.68 | EA | 1
PCT1T1G | United States | USD | MOLD,CABLE,HORZ TAP PARAL | 207.39 | EA | 1
S1V27M | United States | USD | MOLD,HV CABLE SPLICE,HORZ | 243.43 | EA | 1
TGBF06L02P | United States | USD | TELECOM GROUDNING BUSBAR, | 82 | EA | 1
A170A45 | United States | USD | INSERT,GRAPHITE,.5 X 3.5 | 18.6 | EA | 1
LPS226 | United States | USD | POINT,SS,1/2IN X 30IN | 38.66 | EA | 1
534045APG09 | United States | USD | FLEXIBAR,ADV,5X63X1MM,APG | 335.91 | EA | 1
EL3225P9ES | United States | USD | COUPLER,LENTON POSITION,# | 145.47 | EA | 1
LAC1G002 | United States | USD | MOLD,CABLE TO BUS/LUG,HOR | 212.91 | EA | 1
534034GE10 | United States | USD | FLEXIBAR,ADV,6X40X1MM,GE, | 217.95 | EA | 10
VSC2GV4 | United States | USD | MOLD,CABLE TO VERT STL,45 | 212.91 | EA | 1
534408 | United States | USD | IBSB ADV 50-330-8-10 | 18.81 | EA | 10
EGBA14424JJ | United States | USD | BAR ASSY,GRD BUS,1/4X4X24 | 282 | EA | 1
568665 | United States | USD | BRACKET,EARTH BAR,EBB | 9.76 | EA | 1
HSC9H | United States | USD | MOLD,CABLE TO HORZ STL,HO | 212.91 | EA | 1
PCT1L1E | United States | USD | MOLD,CABLE, HORZ TAP PARA | 207.39 | EA | 1
RBT5101B | United States | USD | MATERIAL,FILLER,#5 T-SERI | 30.86 | EA | 1
PBB490C6072LH | United States | USD | BOND,IMPD,ASS'Y,SIDE LEAD | 529.57 | EA | 1
VVR2Q | United States | USD | MOLD,CABLE TO VERT STL,VE | 289.29 | EA | 1
RTC522L | United States | USD | MOLD,CABLE TO REBAR,HORZ | 212.91 | EA | 1
SBB852A8C1G96 | United States | USD | SIGNAL,MAST,KIT GRD STRAP | 138.81 | EA | 0
B803C03 | United States | USD | PLATE,COVER,1/4 X 23 X 28 | 294.81 | EA | 1
LPC431 | United States | USD | BASE,CU,BARE,CIRCUIT ONLY | 125.42 | EA | 1
EGBC14213EB | United States | USD | BAR ASSY, GRD BUS, 1/4X2X | 91 | EA | 1
SSC2QY5 | United States | USD | MOLD,CABLE,HORZ SPLICE | 212.91 | EA | 1
LJCBAKY5 | United States | USD | MOLD,CABLE TO BUS/LUG,HOR | 212.91 | EA | 1
554326 | United States | USD | BRAID,EARTH,SS,35MM2,CPI | 23.42 | EA | 10
554405B | United States | USD | BRAID,SS,LUG,50MM2,BULK | 72.82 | EA | 50
PT2 | United States | USD | WIRE,CU,#2,SOLID | 16.07 | EA | 0
FLXPLAM0002 | Asia | USD | 718-A57286-001 | 330.72 | EA | 1
A12816A13 | United States | USD | ROD,SAMPLE,3 3/4 IN LONG, | 17.71 | EA | 1
ERICORE140U | United States | USD | DOWNCONDUCTOR,LIGHTNING, | 18366.507 | EA | 1
TDSMPM277 | United States | USD | DIVERTER,SHUNT,TDS MOVTEC | 3329.85 | EA | 1
534134 | United States | USD | BUSBAR,FLEXIBLE,ADVANCED, | 447.83 | EA | 2
VBC2VV8 | United States | USD | MOLD,CABLE TO VERT STL,VE | 212.91 | EA | 1
LPC224BF | United States | USD | POINT,CU FLAT BARE, 1/2IN | 31.4 | EA | 1
534023 | United States | USD | FLEX ADV2MTC 2X32X1 | 101.49 | EA | 2
EL32S13 | United States | USD | COUPLER,LENTON,STRIGHT, | 67.79 | EA | 1
PVT21500R | Europe | USD | PV TYPE 2, 1500VDC | 210.78 | EA | 1
EGBB14412CCT | United States | USD | BAR,GRD BUS,1/4 X 4 X 12 | 170 | EA | 1
FLXPRW0004 | United States | USD | FLEXIBAR,ADV,6X32X1, RW | 284.55 | EA | 1
B122CEBLK | United States | USD | LUG,CU,1/8 X 1 W/2-9/16 H | 7.55 | EA | 0
XACY3Y2 | Europe | USD | MOLD XACY3Y2 | 212.91 | EA | 1
FLXPABB0034 | United States | USD | FLEXIBAR,ADV,4X80X1,ABB | 187.93 | EA | 1
GYE182CM | United States | USD | MOLD,CABLE TO GRD ROD,VER | 431.58 | EA | 1
545815 | Asia | USD | 14MM PUNCH | 194.66 | EA | 1
A928K006 | United States | USD | NUT,HEX,5/16-18,STL,ZINC | 0.03 | EA | 0
RCE521H | United States | USD | MOLD,CABLE TO REBAR,VERT | 596.26 | EA | 1
LPC536 | United States | USD | PLATE,CU,CAST,FLAT METCU, | 215.51 | EA | 1
LPC127500 | Europe | USD | CABLE,CU,ROPELAY,32 STR | 9.76 | MT | 150
RRA521V | United States | USD | MOLD,CABLE TO REBAR,HORZ | 129.72 | EA | 1
EL36D6MG | United States | USD | COUPLER,LENTON TERMINATOR | 61.97 | EA | 1
561143 | Asia | USD | BLOCK,SPLICE,350AMP,TUNNE | 45.3 | EA | 60
PTC3A9F | United States | USD | MOLD,CABLE,HORZ THRU PARA | 212.91 | EA | 1
VVR9B | United States | USD | MOLD,CABLE TO VERT STL,VE | 289.29 | EA | 1
A927P024 | Asia | USD | SELF TAPPING SCREW | 0.74 | EA | 1
LPA2832F2F | United States | USD | ADAPTER,AL,SWIVEL,1/2IN | 29 | EA | 1
SBTBS3318B | United States | USD | BOND,SWITCH,3/16 BARE 18 | 10.62 | EA | 0
LPA224 | Asia | USD | AIR TERM, AL 1/2" X 18" POINTED | 22.03 | EA | 1
SES40PFP | Asia | USD | FLUSH PLATE, SES40P | 15.82 | EA | 1
RJE551V | United States | USD | MOLD,CABLE TO REBAR,VERT | 596.26 | EA | 1
LPC55138 | United States | USD | LUG,CU,CAST,BONDING,3/8IN | 36.89 | EA | 1
556970 | Asia | USD | EARTH BRAID MBJ 35-500-10 | 16.8 | EA | 10
XBM2Q2L | United States | USD | MOLD,CABLE,HORZ X LAPPED | 649.88 | EA | 1
SBGR1161LPLUS | United States | USD | ONE SHOT,#3 SOL THRU #6 | 20.65 | EA | 6
ERICORE065U | United States | USD | DOWNCONDUCTOR,LIGHTNING | 8527.32 | EA | 1
534523 | United States | USD | IBS ADV 185-630-10 | 152.19 | EA | 2
503220GLC002 | United States | USD | BRAID,CU,TINNED,CUSTOM | 141.47 | EA | 1
534016 | United States | USD | FLEX ADV2MTC 2X24X1 | 85.7 | EA | 3
LPC664A | United States | USD | CONNECTION,THRU,ROOF,ALU | 85.49 | EA | 1
558600 | Asia | USD | FLEXIDRILL R | 648.91 | EA | 1
PBCT92WRH | United States | USD | WELDER,C BOND,250KCM RLAY | 348.29 | EA | 1
RBWS22775 | United States | USD | CRUCIBLE,GRAPHITE,5 IN | 390.69 | EA | 1
FC079 | United States | USD | CLAMP,FENCE,3 IPS,#4 SOL | 62.86 | EA | 1
ML564 | United States | USD | SCREWDRIVER,SLOTTED,66-16 | 22.66 | EA | 1
EGBA14415GG | United States | USD | BAR,ASSY,GRD BUS,1/4 X 4 | 183 | EA | 1
HSCY3 | Europe | USD | MOLD HSCY3 | 212.91 | EA | 1
VFC1V | United States | USD | MOLD,CABLE TO VERT STL,HO | 212.91 | EA | 1
T432 | United States | USD | TOOL,CADWELD,GAP,304 SS | 346.66 | EA | 1
PQC50120/208 | United States | USD | PROTECTOR,SURGE PQC50,120 | 1253.87 | EA | 1
LPA103IN0055.5 | United States | USD | CABLE,AL,SMOOTH WEAVE, | 482.75 | EA | 1
SSPDTC3P480 | Europe | USD | SSPD, TNC, THREE PHASE, 4 | 484.62 | EA | 1
TAC3H2Q | United States | USD | MOLD,CABLE,HORZ TEE | 212.91 | EA | 1
SB32PLUSF80 | Europe | USD | WELDING MATERIAL, CADWELD | 4.2 | EA | 20
LPC435LG | United States | USD | BASE,CU,BARE,CIRCUIT ONLY | 208.19 | EA | 1
PTC2B2C | United States | USD | MOLD,CABLE, HORZ THRU PAR | 212.91 | EA | 1
505651 | United States | USD | BUSBAR,SPECIAL,C11000 CU, | 130.73 | EA | 1
534006 | United States | USD | FLEX ADV2MTC 2X15,5X0,8 | 71.11 | EA | 4
GTC169J | United States | USD | MOLD,CABLE TO GRD ROD,VER | 212.91 | EA | 1
TADY0W0 | United States | USD | MOLD,CABLE HORZ TEE | 451.38 | EA | 1
SBGT1181G | United States | USD | ONE-SHOT,CABLE TO GRD ROD | 21.31 | EA | 6
EL43TA2 | United States | USD | COUPLER,LENTON STANDARD,# | 68.83 | EA | 1
NCR16Y4Y2 | United States | USD | MOLD,CABLE TO GRD ROD,HOR | 289.29 | EA | 1
VSC8D | Europe | USD | MOLD VSC8D | 212.91 | EA | 1
LPC31538 | United States | USD | BASE,CU,STRAP 3/8IN POINT | 60.63 | EA | 1
LEC8D002 | United States | USD | MOLD,CABLE TO BUS/LUG,HOR | 212.91 | EA | 1
ERICORE190U | United States | USD | DOWNCONDUCTOR,LIGHTNING, | 24925.969 | EA | 1
SST1Q | United States | USD | MOLD,CABLE,HORZ SPLICE | 207.39 | EA | 1
569202 | United States | USD | DISTRIB. BLOCK UDF6C500AL | 59.17 | EA | 1
EL25S13N | United States | USD | COUPLER,LENTON,S13,#8,25M | 35.11 | EA | 1
EL12D6 | United States | USD | COUPLER,LENTON TERMINATOR | 6.41 | EA | 1
ESBP2 | Europe | USD | CONNECTOR,SPLIT BOLT,DUAL | 6.67 | EA | 100
NCR182D | United States | USD | MOLD,CABLE TO GRD ROD, | 289.29 | EA | 1
HCAW6M | Europe | USD | MOLD HCAW6M | 92.21 | EA | 1
PTC2Q2QW | United States | USD | MOLD,CABLE,HORZ THRU PARA | 253.23 | EA | 1
LPC669 | Europe | USD | STRAP,CU,CABLE STAND-OFF | 70.4 | EA | 1
GYE371V | United States | USD | MOLD,CABLE TO GRD ROD,VER | 596.26 | EA | 1
GRC311V | United States | USD | MOLD,CABLE TO GRD ROD,VER | 212.91 | EA | 1
508015 | Asia | USD | FleXbus Cond., 360 mm?, 7,000 mm | 601.96 | EA | 1
TAC2V1H | United States | USD | MOLD,CABLE,HORZ TEE | 212.91 | EA | 1
B533A2Q24 | United States | USD | JUMPER,ASSY,4/0 CONC 24LG | 246.77 | EA | 1
TAD4Y4L | United States | USD | MOLD,CABLE,HORZ TEE | 451.38 | EA | 1
RAC2L2Q | United States | USD | MOLD,GRD ROD,TO RECEPTACL | 212.91 | EA | 1
EL22CPPW | United States | USD | LENTON,PLUG,PLASTIC,#7, | 4.96 | EA | 25
EWB2G26BCH | United States | USD | BOND,ASSY,ROD/CABLE, | 160.78 | EA | 1
549260 | Asia | USD | BAR SUP CABS 4/5TN 600 | 102.05 | EA | 1
SRG | United States | USD | GRID,SRG,ENGLISH,SPACING, | 1396.76 | EA | 1
569041 | United States | USD | DISTRIBUT BLOCK UDF 250A | 32.74 | EA | 1
CASST1A | United States | USD | MOLD,CABLE,HORZ SPLICE | 207.39 | EA | 1
GRC16Y3 | Europe | USD | MOLD GRC16Y3 | 212.91 | EA | 1
A927F236 | United States | USD | BOLT,HEX,HEAD,5/16-18UNC | 1.38 | EA | 1
615880PWC01 | United States | USD | ROD,GRD,5/8X8,CU BONDED | 34.23 | EA | 100
LPG848 | United States | USD | BOLT,GALV,1/4INX3IN,TOGGL | 1.72 | EA | 1
TACV1Y4 | United States | USD | MOLD,CABLE,HORZ TEE | 212.91 | EA | 1
XLLJCEG2L | United States | USD | MOLD,CABLE TO BUS/LUG,HOR | 252.73 | EA | 1
PTC8C8D | United States | USD | MOLD,CABLE, HORZ THRU PAR | 212.91 | EA | 1
EGBA14424LLT | United States | USD | BAR,ASSY,GRD,BUS,1/4 X 4 | 330 | EA | 1
EL25SASA5700 | United States | USD | COUPLER,LENTON,SASA,DBL | 197.27 | EA | 1
563615 | Asia | USD | BRAID MBJYG 16-250-8 , Y/G INSULATED | 9.35 | EA | 10
EL32C3J | United States | USD | COUPLER,LENTON HALF,#10,J | 46.49 | EA | 1
TACS6S6 | United States | USD | MOLD,CABLE,HORZ TEE | 212.91 | EA | 1
LPC423 | Asia | USD | POINT,CU,BARE,INDUSTRIAL STACK - 3/4IN X | 190.75 | EA | 0
VSC2QV8 | United States | USD | MOLD,CABLE TO VERT STL,45 | 212.91 | EA | 1
XAC2Q1L | United States | USD | MOLD,CABLE,HORZ X SAME PL | 212.91 | EA | 1
NDF182L | United States | USD | MOLD,CABLE TO GRD ROD,HOR | 507.28 | EA | 1
VTP1H005M | United States | USD | MOLD,CABLE TO VERT STL,HO | 234 | EA | 1
EL36A2SS | United States | USD | COUPLER,LENTON STANDARD,# | 198.52 | EA | 1
LPC2832F2M | United States | USD | ADAPTER,CU,SWIVEL,1/2IN | 45.55 | EA | 1
503210IR01 | United States | USD | BRAID,CU,TIN,2INX5MM THK, | 63.26 | EA | 1
TDSMT120 | United States | USD | DIVERTER,SHUNT,ALARM,TDS | 784.33 | EA | 1
GYR18Y6 | Europe | USD | MOLD GYR18Y6 | 289.29 | EA | 1
534010DYE06 | United States | USD | FLEXIBAR,ADV,2X20X1,DYE | 17.55 | EA | 25
FLXPAPG0009 | United States | USD | FLEXIBAR,ADV,4X80X1MM,APG | 161.039 | EA | 1
SS24SR | United States | USD | MOLD,HV CABLE SPLICE,HORZ | 832.84 | EA | 1
HDVSC2Q | United States | USD | MOLD,CABLE TO VERT STL,45 | 212.91 | EA | 1
EGBA14210JE | United States | USD | BUSBAR,GRD,CU,1/4X2X10,JE | 88 | EA | 1
ML507 | United States | USD | GROMMET,QUICK-WEDGE,SUPPO | 52.14 | EA | 1
534055VGC01 | United States | USD | FLEXIBAR,ADV,5X100X1,VGC, | 86.57 | EA | 1
553571A1 | United States | USD | FLEXIBAR,BASE,5/8X1X8 LG | 17.21 | EA | 0
EL10CIPS | United States | USD | PROTECTOR,THREAD,INTERNAL | 0.19 | EA | 1
S3556 | United States | USD | RIVET,SEMITUBULAR,.250X.3 | 0.12 | EA | 0
549230 | United States | USD | BUSBAR,2 MM,THD,M5,12X2 | 42.21 | EA | 10
VVR2CV6 | United States | USD | MOLD,CABLE TO VERT STL,VE | 289.29 | EA | 1
LPC242B | United States | USD | POINT,CU,BARE,5/8IN X | 42.11 | EA | 1
NCR16Y2 | Europe | USD | MOLD NCR16Y2 | 289.29 | EA | 1
LECIVR | United States | USD | LIGHTNING EVENT COUNTER W | 1499.92 | EA | 1
554510 | Asia | USD | SLEEVE, GREY PDBS 20G | 2.33 | MT | 50
556960 | United States | USD | BRAID,PREFAB,500X23X2MM, | 14.88 | EA | 10
TDX200C120/240 | United States | USD | SURGE PROTECTOR, TDX200C | 1312.17 | EA | 1
GYE188D | United States | USD | MOLD,CABLE TO GRD ROD,VER | 596.26 | EA | 1
SBG15003 | United States | USD | CASE,CARRYING,GRINDER,RAI | 554.82 | EA | 1
EGBF14420LLT | United States | USD | BUSBAR,GRD,CU,1/4X4X20,LL | 350 | EA | 1
PTDY7Y7 | United States | USD | MOLD,CABLE,HORZ THRU PARA | 451.38 | EA | 1
LU32TDR14D | United States | USD | LENTON ULTIMATE,ANCHOR, | 48.1 | EA | 10
563603 | Asia | USD | BRAID MBJYG 6-200-6 , Y/G INSULATED | 7.77 | EA | 10
XBC9A9A | United States | USD | MOLD,CABLE,HORZ X LAPPED | 212.91 | EA | 1
GTCP200Y9 | United States | USD | MOLD,CABLE TO GRD ROD,VER | 212.91 | EA | 1
LJCAG1Y | United States | USD | MOLD,CABLE TO BUS/LUG,HOR | 212.91 | EA | 1
EL20SA | United States | USD | COUPLER,LENTON,SA,#6 | 17.75 | EA | 1
A239GC2S242G10R | United States | USD | CLAMP,FENCE,4/0 FLEX,24LG | 302.89 | EA | 1
SBTBJ3342B | United States | USD | BOND,JUMPER,3/16 & 3/4 TA | 11.22 | EA | 0
A12818A2 | United States | USD | ROD,SAMPLE,3 IN LONG,CU | 4.4 | EA | 1
LPC247LST | Asia | USD | AIR TERM,CU. 5/8" X 36" TINNED SAFETY T | 158.27 | EA | 1
ERICORE600U | United States | USD | DOWNCONDUCTOR,LIGHTNING, | 78713.599 | EA | 1
XACY3Y3 | Europe | USD | MOLD XACY3Y3 | 212.91 | EA | 1
534028LAM12 | United States | USD | FLEXIBAR,ADV,8X32X1MM,LAM | 571.57 | EA | 10
ER1SSLUG | United States | USD | LUG,STEEL,STAINLESS | 4.51 | EA | 0
PTD3X3Q | United States | USD | MOLD,CABLE, HORZ THRU PAR | 451.38 | EA | 1
GTC331T | United States | USD | MOLD,CABLE TO GRD ROD,VER | 212.91 | EA | 1
HAAW2 | United States | USD | MOLD,CABLE TO HORZ STL,HO | 129.72 | EA | 1
GEMSAM2GA1 | United States | USD | SAMPLE,GROUNDING,ENHCMNT | 21.92 | EA | 1
GYE161K | United States | USD | MOLD,CABLE TO GRD ROD,VER | 596.26 | EA | 1
GYR16Y6 | United States | USD | MOLD,CABLE TO GRD ROD,VER | 289.29 | EA | 1
RJE552Q | United States | USD | MOLD,CABLE TO REBAR,VERT | 596.26 | EA | 1
563180 | Asia | USD | DISTRIBUTION KIT TRC 400A | 214.3 | EA | 1
ML4G | United States | USD | COUPLER,QUICK-WEDGE,#4 GA | 24.85 | EA | 0
GFC027 | United States | USD | MOLD,CABLE TO GRD ROD, | 212.91 | EA | 1
HAAY311C | United States | USD | MOLD,CABLE TO HORZ STL,HO | 129.72 | EA | 1
TACY6Y6 | United States | USD | MOLD,CABLE,HORZ TEE | 212.91 | EA | 1
B548A92 | United States | USD | KIT,MOUNT,HARDWARE,INSUL/ | 33.76 | EA | 1
534026AMX11 | United States | USD | FLEXIBAR,ADV,5X32X1,AMX | 131.42 | EA | 10
GYE182VW | United States | USD | MOLD,CABLE TO GRD ROD,VER | 656.74 | EA | 1
B32130 | United States | USD | IGNITOR,FLINT,EXTENSION | 251.45 | EA | 1
559050 | United States | USD | TOOL,KNIFE,STRIPPING,FLEX | 79.99 | EA | 1
127012515 | United States | USD | SHIELD,INSULATION,360 COL | 26.05 | EA | 1
LANRJ45C6P | Europe | USD | PROTECTOR, DATA, EQUIP, R | 184.87 | EA | 0.66667
VTC2G1.25 | United States | USD | MOLD,CABLE TO VERT STL,HO | 212.91 | EA | 1
SP58B916 | United States | USD | CLAMP,GRNDING,1/2 TO 5/8 | 4.81 | EA | 50
CAB496A22B25 | United States | USD | STRAP,BONDING,CATHODIC,CU | 28.54 | EA | 1
RBWS1467A | United States | USD | BASIN,POURING,#7 STANDARD | 233.68 | EA | 1
LPA820 | United States | USD | HOLDER,AL,CAST,SILO DRIVE | 1.53 | EA | 1
633480 | United States | USD | ROD,GRD,3/4X8,SEC,CU BOND | 64.43 | EA | 5
PQM200277/480 | United States | USD | 200KA 277/480 MODULAR SUR | 2531.17 | EA | 1
SSC1V | United States | USD | MOLD,CABLE,HORZ SPLICE | 212.91 | EA | 1
534112 | United States | USD | BUSBAR,FLEXIBLE,ADVANCED, | 171.43 | EA | 5
XAD4L2Q | United States | USD | MOLD,CABLE,HORZ X SAME PL | 451.38 | EA | 1
534020ABB03 | United States | USD | FLEXIBAR,ADV,6X24X1MM,ABB | 167.87 | EA | 1
GHR2Q16 | United States | USD | MOLD,CABLE TO GRD ROD,VER | 289.29 | EA | 1
EPGC1416X6 | United States | USD | PERIMETER,GRD,90DEG BEND | 20.8 | EA | 1
HDTAC2G9F | United States | USD | MOLD,CABLE,HORZ TEE | 212.91 | EA | 1
EGBA14224JJ | United States | USD | BAR,GRD BUS,1/4 X 2 X 24 | 186 | EA | 1
615982 | United States | USD | EARTH ROD,CU BOND,POINT | 50.22 | EA | 100
VTC2Q8 | United States | USD | MOLD,CABLE TO VERT STL,HO | 212.91 | EA | 1
PTC2C1V | United States | USD | MOLD,CABLE, HORZ THRU PAR | 212.91 | EA | 1
FLXPIR0003 | United States | USD | FLEXIBAR,ADV,3X20X1MM,IR, | 149.8 | EA | 1
ZZMIN_FEE | United States | USD | ORDER MINIMUM HANDLING FE | 25 | EA | 1
XL115 | United States | USD | WELD METAL,ALLOY,F20,EXOL | 65.58 | EA | 4
GRC162CW | United States | USD | MOLD,CABLE TO GRD ROD,VER | 253.23 | EA | 1
PTC1G2C | United States | USD | MOLD,CABLE, HORZ THRU PAR | 212.91 | EA | 1
534020TSL07 | United States | USD | FLEXIBAR,ADV, 6X24X1,TSL | 248.5 | EA | 10
LPS469 | United States | USD | YOKE,SS,IRON BANK | 81.34 | EA | 1
TMGBSPLICEKIT | United States | USD | SPLICE,KIT,GRD,BUS,TMGB | 121.89 | EA | 1
LPA236ST | United States | USD | POINT,AL,5/8X30IN,1/2THR | 12.12 | EA | 1
PCCSBSB | United States | USD | MOLD,CABLE, HORZ TAP PARA | 212.91 | EA | 1
LPC349L38 | United States | USD | BASE,POINT,CU,SS MT | 135.32 | EA | 1
CSBBRP0125EG | Asia | USD | SEISMIC RESTRAINT, 1-1/4", PIPE ATTACH | 483.98 | EA | 100
SBNT1181G | United States | USD | ONE-SHOT,CABLE TO GRD ROD | 14.63 | EA | 6
B922CC14C | United States | USD | LUG,CU,1/8 X 5/8,(2)1/4 | 14.33 | EA | 25
BBCEAJ | Europe | USD | MOLD BBCEAJ | 212.91 | EA | 1
LECT6PAM | United States | USD | MOLD,CABLE TO BUS/LUG,HOR | 212.91 | EA | 1
GTC35Y5 | United States | USD | MOLD,CABLE TO GRD ROD,VER | 212.91 | EA | 1
534058GE06B | United States | USD | FLEXIBAR,ADV,10X100X1,GE | 1443.3 | EA | 1
GRC14Y2 | Europe | USD | MOLD GRC14Y2 | 212.91 | EA | 1
UGP719 | United States | USD | PLATE,CU,GROUND,1/16 X | 102.66 | EA | 1
LPC802 | Asia | USD | STRAP,CU,CABLE,3/8 IN WIDE,TWO HOLE | 1.31 | EA | 1
LPA10015 | United States | USD | CABLE,AL,SMOOTH WEAVE,24 | 64.08 | FT | 15
SSCY62Q | Europe | USD | MOLD SSCY62Q | 212.91 | EA | 1
TAC3D2Q | United States | USD | MOLD,CABLE,HORZ TEE | 212.91 | EA | 1
SLK15L1 | Asia | USD | SLK2 WITH HOOK, 1.5MM WIRE 1M LONG | 976.87 | EA | 100
XL15 | Europe | USD | WELDMETAL XL15 | 54.56 | EA | 4
HDPTC2G2Q | United States | USD | MOLD,CABLE,HORZ THRU PARA | 212.91 | EA | 1
TAC8D2G | United States | USD | MOLD,CABLE,HORZ TEE | 212.91 | EA | 1
PBWT20Y8 | United States | USD | WELDER,PAIR,185MM2 CONC | 833.98 | EA | 1
FLXPLAM0090 | Asia | USD | 718-A57245-001 | 347.4 | EA | 1
PTC3A2CW | United States | USD | MOLD,CABLE, HORZ THRU PAR | 253.23 | EA | 1
GRC18Y3 | United States | USD | MOLD,CABLE TO GRD ROD,VER | 212.91 | EA | 1
GTC18W3 | United States | USD | MOLD,CABLE TO GRD ROD,VER | 212.91 | EA | 1
HAAY3M | United States | USD | MOLD,CABLE TO HORZ STL HO | 92.21 | EA | 1
LPC571 | Asia | USD | PIPE CLAMP,CU,UP TO 2.5" OD PIPE | 49.2 | EA | 1
TDX100S277/480 | United States | USD | PROTECTOR,SURGE,TDX100S,3 | 1535.37 | EA | 1
GRC161G | United States | USD | MOLD,CABLE TO GRD ROD,VER | 212.91 | EA | 1
DEPRS23299D | Europe | USD | DEPRS23299D | 112.66 | EA | 1
LPC43740SH | United States | USD | BASE,CU,BARE,TOP MOUNT, | 108.42 | EA | 1
GYR142Q | United States | USD | MOLD,CABLE TO GRD ROD,VER | 289.29 | EA | 1
LAC1VEE | United States | USD | MOLD,CABLE TO BUS/LUG, | 212.91 | EA | 1
534053PDI11 | United States | USD | FLEXIBAR,ADV,10X80X1,PDI | 820.95 | EA | 1
ERICORE013T | United States | USD | DOWNCONDUCTOR,LIGHTNING, | 3224.8 | EA | 1
SES40P2083P | Asia | USD | SURGE PROTECTOR, 120/208V 3PHASE | 263.97 | EA | 0
SBGT1181L | United States | USD | ONE-SHOT,CABLE TO GRD ROD | 13.86 | EA | 6
556840 | United States | USD | BRAID,EARTH | 10.82 | EA | 10
LPC103IN0200.0 | United States | USD | CONDUCTOR,CABLE,WIND TURB | 12301.754 | EA | 1
534056RW45 | United States | USD | FLEXIBAR,ADV,6X100X1MM,RW | 490.61 | EA | 10
22107001 | United States | USD | HASP, NEMA, 12 IN, HR | 0.5 | EA | 250
LJCCAJW3 | United States | USD | MOLD,CABLE TO BUS/LUG,HOR | 212.91 | EA | 1
ERICORE092T | United States | USD | DOWNCONDUCTOR,LIGHTNING, | 13329.642 | EA | 1
TAC3D2QHQ | United States | USD | MOLD,CABLE,HORZ TEE,HYDRO | 212.91 | EA | 1
B530D2Q180 | United States | USD | JUMPER,ASSY,4/0 CONC 180 | 414.81 | EA | 1
554070 | United States | USD | SLEEVE,GLASS,FIBER COATED | 13.24 | MR | 1
SES160B480D | United States | USD | SES, 160KA, BASIC, 480V | 411.59 | EA | 1
534040PY01 | United States | USD | FLEXIBAR,ADV,6X50X1MM,PY, | 197.55 | EA | 1
XACY4Y3 | United States | USD | MOLD,CABLE,HORZ X SAME PL | 212.91 | EA | 1
RHC549F | United States | USD | MOLD,CABLE TO REBAR,HORZ | 212.91 | EA | 1
PTC2Q2Q | Europe | USD | MOLD PTC2Q2Q | 212.91 | EA | 1
HDPTD2V9FW | United States | USD | MOLD,CABLE, HORZ THRU PAR | 491.7 | EA | 1
RIV14SS | United States | USD | RIVET 1/4 X 1/4,STAINLESS | 0.43 | EA | 1000
PTDP9Y7 | United States | USD | MOLD,CABLE, HORZ THRU PAR | 451.38 | EA | 1
LPC221ST | United States | USD | POINT,CU,BLUNT,1/2IN X | 37.15 | EA | 1
EGBA14324DGT | United States | USD | BUSBAR,GRD,CU,1/4X3X24,DG | 282 | EA | 1
635850 | Europe | USD | EARTH ROD,CU BOND,THREAD | 28.08 | EA | 5
615865 | United States | USD | ROD,GRD,5/8X6,CU BONDED | 20.2 | EA | 5
CAF11V14 | United States | USD | BOND,CATH,2 CONC CLASS B, | 126.03 | EA | 1
HAA1TM | United States | USD | MOLD,CABLE TO HORZ STL,HO | 92.21 | EA | 1
B159VT | United States | USD | CLAMP,PIPE,VERT / L159 | 314.31 | EA | 1
PCC1K1K | United States | USD | MOLD,CABLE, HORZ TAP PARA | 212.91 | EA | 1
VFC1E | United States | USD | MOLD,CABLE TO VERT STL,VE | 212.91 | EA | 1
LPC2923F2M | United States | USD | ADAPTER,CU,COUPL.,3/8IN | 19.9 | EA | 1
TDD2QS6 | United States | USD | MOLD,CABLE,HORZ TEE MULT | 451.38 | EA | 1
HSC2Q5 | United States | USD | MOLD,CABLE TO HORZ STL,HO | 212.91 | EA | 1
LPC222L | United States | USD | POINT,CU,1/2IN X 12IN | 25.79 | EA | 1
GTT14A1A | United States | USD | MOLD,CABLE TO GRD ROD,VER | 207.39 | EA | 1
LPC302L58 | United States | USD | BASE,CABLE,AND AIR TERMIN | 69.38 | EA | 1
RJE56Y5 | United States | USD | MOLD,CABLE TO REBAR,VERT | 596.26 | EA | 1
534049 | United States | USD | FLEX ADV2MTC 4X80X1 | 511.38 | EA | 1
545861 | Asia | USD | 11X20MM DIE | 420.88 | EA | 1
NDR162G1T | United States | USD | MOLD,CABLE TO GRD ROD, | 289.29 | EA | 1
534011TR03 | United States | USD | FLEXIBAR,ADV,3X20X1,TR | 45.74 | EA | 10
TAC2C2Q | United States | USD | MOLD,CABLE,HORZ TEE | 212.91 | EA | 1
PSD4L | United States | USD | MOLD,CABLE,PULL SPLICE | 451.38 | EA | 1
GPECEDK0242Q036 | United States | USD | ELECTRODE,GRD PLATE,1/8X | 1084.37 | EA | 1
563614 | United States | USD | BRAID,SHUNT,INSULATED, | 8.11 | EA | 10
534031PMR03 | United States | USD | FLEXIBAR,ADV,3X40X1,PMR | 98.71 | EA | 10
ERICORE500U | United States | USD | DOWNCONDUCTOR,LIGHTNING, | 71326.24 | EA | 1
FJ2G180 | United States | USD | JUMPER,SWAGED,2/0 CONC | 235.91 | EA | 1
GRC163H | United States | USD | MOLD,CABLE TO GRD ROD,VER | 212.91 | EA | 1
HDXBZ2QS6 | United States | USD | MOLD,CABLE,HORZ X LAPPED | 610.58 | EA | 1
3000037EGR1 | United States | USD | CLAMP,BEAM,3/8 MAL,1 PACK | 7.54 | EA | 10
XLLJCEG2C | United States | USD | MOLD,CABLE TO BUS/LUG,HOR | 252.73 | EA | 1
GRC183Q | United States | USD | MOLD,CABLE TO GRD ROD,VER | 212.91 | EA | 1
B399S | United States | USD | FRAME,SUBASSY,2 IN MINI E | 15.23 | EA | 0
EST6472 | Europe | USD | GROUND RESISTANCE TESTER, | 8083.1 | EA | 1
ZCCSS21 | United States | USD | MOLD,CABLE,NO BUILD-UP | 169.48 | EA | 1
VSCL9V3C | United States | USD | MOLD,CABLE TO VERT STL,45 | 212.91 | EA | 1
LPC225 | United States | USD | POINT,CU,1/2IN X 24IN | 95.32 | EA | 1
TAC9C2G | United States | USD | MOLD,CABLE,HORZ TEE | 212.91 | EA | 1
SVRY8Y2 | United States | USD | MOLD,CABLE,VERT SPLICE | 289.29 | EA | 1
A238LF2S24KIT | United States | USD | CLAMP,FENCE,4/0X24 FLEX, | 995.4 | EA | 1
CMC16EH | United States | USD | MOLD,BUS TO GRD ROD,VERT | 212.91 | EA | 1
LPC126RCTO | United States | USD | CABLE,CU,ROPELAY,28 ST | 6.74 | EA | 1
534018GE08 | United States | USD | FLEXIBAR,ADV,4X24X1MM,GE, | 117.15 | EA | 10
PTC2GS7 | United States | USD | MOLD,CABLE, HORZ THRU PAR | 212.91 | EA | 1
VSC2QV5C | United States | USD | MOLD,CABLE TO VERT STL,45 | 212.91 | EA | 1
PBCS5RHM | United States | USD | MOLD,C BOND,2/0 COMPOSITE | 153.72 | EA | 1
LPP93012ORN | United States | USD | BALL,PLASTIC,ORNAMENTAL, | 36.94 | EA | 1
A927R010 | United States | USD | SCREW,FLANGE,HEAD,1/4-20 | 1.33 | EA | 1
GTC312B | United States | USD | MOLD,CABLE TO GRD ROD,VER | 212.91 | EA | 1
VSC9C | United States | USD | MOLD,CABLE TO VERT STL,45 | 212.91 | EA | 1
534033PMR05 | United States | USD | FLEXIBAR,ADV,5X40X1, PMR | 110.89 | EA | 10
PTC3Q3AW | United States | USD | MOLD,CABLE, HORZ THRU PAR | 253.23 | EA | 1
LPC66524NCBI | United States | USD | CONNECTION,THRU,ROOF,W/PV | 156.2 | EA | 1
534052RW13 | United States | USD | FLEXIBAR,ADV,8X80X1MM,RW, | 336.17 | EA | 10
LPA30258 | United States | USD | BASE,CABLE,AND AIR TERMIN | 18.46 | EA | 1
RDM522QW | United States | USD | MOLD,CABLE TO REBAR,HORZ | 690.2 | EA | 1
GECP120DBG | Europe | USD | MOLD GECP120DBG | 212.91 | EA | 1
B30156 | United States | USD | MOLD,COVER,GRAPHITE | 40.44 | EA | 0
EGBA18118EE | United States | USD | BAR,ASSY,GRD BUS,1/8 X 1 | 104.75 | EA | 0
LPC242L | United States | USD | POINT,CU,5/8IN X 12IN | 29.19 | EA | 1
LPC136250 | United States | USD | CABLE,CU,CONC,37STR X | 13 | FT | 250
TACL9A8 | United States | USD | MOLD,CABLE,HORZ TEE | 212.91 | EA | 1
B922CC38C | United States | USD | LUG,CU,1/8 X 5/8,(2)3/8 | 18.12 | EA | 25
EDT230011R | Asia | USD | Enhanced Type 2, 300V, 1 1 | 268.59 | EA | 0
RRA591T | United States | USD | MOLD,CABLE TO REBAR,HORZ | 129.72 | EA | 1
LPC122500 | Asia | USD | CABLE,CU,SMOOTH WEAVE,32 32STR X 17GA 50 | 5.42 | FT | 1
EGBA14424RRT | United States | USD | BAR,GRD BUS,1/4 X 2 X 24 | 330 | EA | 1
SBGT1161VC | United States | USD | ONE-SHOT,1-2SOL,2-3 STR, | 10.4 | EA | 1
EDS12 | United States | USD | SLEEVE,SHORT,1/2 | 14.44 | EA | 1
534041PHM28 | United States | USD | FLEXIBAR,ADV,8X50X1MM,PHM | 343.86 | EA | 1
RBHSA9560M | United States | USD | BASIN,POURING,#18 HORIZ. | 570.44 | EA | 1
534010GE01 | United States | USD | FLEXIBAR,ADV,2X20X1MM,GE, | 27.97 | EA | 50
TGBA24L14PT | United States | USD | BAR ASSY,GRD BUS,1/4X2X24 | 234 | EA | 1
534034GE52 | United States | USD | FLEXIBAR,ADV,6X40X1MM,GE, | 238.43 | EA | 10
GR1161GPLUS | United States | USD | ONE-SHOT,CABLE TO GRD ROD | 18.82 | EA | 6
LPC231BST | United States | USD | POINT,CU,5/8X10IN,1/2THR | 18.31 | EA | 1
S429F2S16 | Asia | USD | SLEEVE,CU,FLARED,4/0 RLAY | 2.95 | EA | 25
RJC522P | United States | USD | MOLD,CABLE TO REBAR,VERT | 212.91 | EA | 1
PB10VF2G | United States | USD | MOLD,CABLE TO VERT STL,VE | 208.86 | EA | 1
TAC2G9E | United States | USD | MOLD,CABLE HORZ TEE | 212.91 | EA | 1
RBS36877 | United States | USD | CRUCIBLE,EXTENSION,7 IN | 274.71 | EA | 1
556940 | Asia | USD | BRAID, MBJ 16-500-8 | 8.55 | EA | 10
B3400 | United States | USD | SPACER,CLUTCH DRUM,ALUM, | 7.46 | EA | 0
PTCY6Y6 | United States | USD | MOLD,CABLE,HORZ THRU PARA | 212.91 | EA | 1
INTCPTADF2NPT | United States | USD | INTERCEPTOR,ADAPTER,MK3 | 281.39 | EA | 1
PTC2QS6 | United States | USD | MOLD,CABLE, HORZ THRU PAR | 212.91 | EA | 1
HDC34SP | Asia | USD | CLAMP,GRD ROD SIL BRZ, HD | 12.41 | EA | 50
MBMAST6M | United States | USD | MAST,ASSY,BASE & 6M ALUM | 1034.74 | EA | 1
635840S | United States | USD | ROD,GRD,SEC,S458 CU PL | 15.77 | EA | 0
PTCT1T1 | Europe | USD | MOLD PTCT1T1 | 212.91 | EA | 1
HDPCC2G2Q | United States | USD | MOLD,CABLE,HORZ TAP PARAL | 212.91 | EA | 1
2000A22 | United States | USD | WELD METAL,ALLOY,A22, | 207.84 | EA | 1
VF146T | Asia | USD | CADDY, PURLIN THREADED ROD HGR (BLACK) | 231.5 | EA | 600
285008L2 | United States | USD | KIT,FLEXIBAR,LAM FUJI 1.6 | 595.746 | EA | 10
LPC227BST | United States | USD | POINT,CU,BLUNT BARE,1/2IN | 67.03 | EA | 1
VBC2QV4 | United States | USD | MOLD,CABLE TO VERT STL,VE | 212.91 | EA | 1
560870 | United States | USD | MODULE,SUPPORT,BUSBAR,ADJ | 59.94 | EA | 1
DT1300M | United States | USD | TYPE 1 MODULE, 300V | 135.17 | EA | 1
GRC168D | United States | USD | MOLD,CABLE TO GRD ROD,VER | 212.91 | EA | 1
534404 | Asia | USD | IBSB ADV 25-630-6 | 18.86 | EA | 10
WT2SR25 | United States | USD | RECEPTOR, DISK, 25MM | 111.81 | EA | 1
LK8PKG | United States | USD | COUPLER,LENTON INTERLOK, | 65.56 | EA | 300
SRF3125N | Asia | USD | SRF,N-SERIES, 3PH,125A,240/415V | 5134.54 | EA | 1
GEM25A | Asia | USD | GROUND ENHANCEMENT MATERIAL | 45.89 | EA | 1440
ECRH081T4U | United States | USD | GROUND ROD,ASSY,KIT.8 FT, | 2074.48 | EA | 1
PB20TA3S3S | United States | USD | MOLD,CABLE,HORZ TEE | 153.72 | EA | 1
554427B | United States | USD | CPIW50-300-20B | 75.87 | EA | 50
563607 | Asia | USD | BRAID MBJYG 10-150-6 , Y/G INSULATED | 6.58 | EA | 10
EL16SAECF | United States | USD | COUPLER,LENTON,SA,#5 | 28.61 | EA | 1
EGBC14232NN | United States | USD | BAR,GRD BUS,1/4 X 2 X 32 | 224 | EA | 0
GRC222G | United States | USD | MOLD,CABLE TO GRD ROD,VER | 212.91 | EA | 1
LK98GV | United States | USD | LENTON INTERLOK,HDG, | 100.58 | EA | 1
LECIVR | Asia | USD | LEC-IV WITH REMOTE MONITORING | 1499.92 | EA | 1
LQJFALY5 | United States | USD | MOLD,CABLE TO BUS/LUG,VER | 882.44 | EA | 1
LPS227 | United States | USD | POINT,SS,1/2IN X 36IN | 42.51 | EA | 1
TGBA16L08PT | United States | USD | BAR ASSY,GRD BUS,1/4X2X15 | 162 | EA | 1
S2171AK | United States | USD | KEY,CHUCK | 24.72 | EA | 0
GTC182W | United States | USD | MOLD,CABLE TO GRD ROD, | 212.91 | EA | 1
534022LAM02 | United States | USD | FLEXIBAR,ADV,10X24X1,LAM | 75.63 | EA | 1
XLGRC182Q | United States | USD | MOLD,CABLE TO GRD ROD,VER | 252.73 | EA | 1
LEC1DEE | United States | USD | MOLD,CABLE TO BUS/LUG,HOR | 134.32 | EA | 0
L161 | United States | USD | CLAMP,MOLD,EZ CHANGE | 136.96 | EA | 1
EL32S4 | United States | USD | COUPLER,LENTON,STRAIGHT, | 55.07 | EA | 1
LACY4EAM | Europe | USD | MOLD LACY4EAM | 212.91 | EA | 1
534059ABB04 | United States | USD | FLEXIBAR,ADV,12X100X1,ABB | 548.93 | EA | 1
557100 | United States | USD | BRAID,CU,PLAIN,25 M LG, | 19.98 | MR | 1
558340 | Asia | USD | CONTACT KIT M8 X 30 ZB | 0.97 | EA | 100
548660 | Asia | USD | ISO TP 80M12 | 18.06 | EA | 10
ERICORE085T | United States | USD | DOWNCONDUCTOR,LIGHTNING, | 13495.8 | EA | 1
BK.25X3 | United States | USD | STOCK,STRIP,1/4 X 3 IN,CU | 7.59 | EA | 0
RBT12917A | United States | USD | SLEEVE,CADWELD,SPECIAL T- | 119.21 | EA | 1
LU43TPT15D | United States | USD | LENTON ULTIMATE,POSITION, | 87.62 | EA | 1
TDX100S277/480 | Asia | USD | PROTECTOR,SURGE,TDX100S,3P,277/480V,4W+G | 1535.37 | EA | 1
GRC181K | United States | USD | MOLD,CABLE TO GRD ROD,VER | 212.91 | EA | 1
534010HDQ06 | United States | USD | FLEXIBAR,ADV,2X20X1MM,HDQ | 43.71 | EA | 1
VVRY6 | United States | USD | MOLD,CABLE TO VERT STL,VE | 289.29 | EA | 1
LECT3EAL | United States | USD | MOLD,CABLE TO BUS/LUG,HOR | 212.91 | EA | 1
LACY8EAL | Europe | USD | MOLD LACY8EAL | 212.91 | EA | 1
GTC162Q | Europe | USD | MOLD GTC162Q | 212.91 | EA | 1
LACT2EAJ | United States | USD | MOLD,CABLE TO BUS/LUG,HOR | 212.91 | EA | 1
BGGEM25 | United States | USD | BAG,MULT WALL,PRINTED,12 | 2.6 | EA | 0
TAC3A1L | United States | USD | MOLD,CABLE,HORZ TEE | 212.91 | EA | 1
EGBA14212EB | United States | USD | BAR,GRD BUS,1/4 X 2 X 12 | 102 | EA | 1
534025ABBP03 | United States | USD | FLEXIBAR,ADV,4X32X1,ABBP | 197.84 | EA | 1
6A | Asia | USD | CADDY | 83.31 | EA | 0
S131A | United States | USD | HANDLE,RUBBER, | 34.74 | EA | 0
B122CE | Asia | USD | LUG,GL, TINNED CU,1/8 X 1 W/2-9/16 HOLES | 11.79 | EA | 10
LPC431 | Asia | USD | BASE,CU,BARE,CIRCUIT ONLY,NO STUD | 125.42 | EA | 1
PB10SS2Q4R | United States | USD | MOLD,CABLE,HORZ SPLICE | 153.72 | EA | 1
PTC1G1G | United States | USD | MOLD,CABLE, HORZ THRU PAR | 212.91 | EA | 1
RHC532C | United States | USD | MOLD,CABLE TO REBAR,HORZ | 212.91 | EA | 1
534026HYD02 | United States | USD | FLEXIBAR,ADV,5X32X1MM,HYD | 70.19 | EA | 1
534057PSC02 | United States | USD | FLEXIBAR,ADV,8X100X1,PSC | 636.67 | EA | 1
B18705X | United States | USD | FRAME,ASSY,3X3X10 1/4-11 | 309.3 | EA | 1
ECRV122Q4U | United States | USD | GROUND ROD,ASSY,KIT,12 FT | 1748.54 | EA | 1
615860 | Europe | USD | EARTH ROD,CU BOND,POINTED | 32.07 | EA | 5
B1332C | United States | USD | SLEEVE,CU,.312 ID X .374 | 1.22 | EA | 25
510170 | United States | USD | BRAID,CU,TINNED,25 M LG,4 | 11.77 | MR | 1
A927F021 | United States | USD | BOLT,HEX HEAD,5/16-18 X 5 | 0.15 | EA | 0
VSC2GV6 | United States | USD | MOLD,CABLE TO VERT STL,45 | 212.91 | EA | 1
HDPTDSJSJ | United States | USD | MOLD,CABLE, HORZ THRU PAR | 451.38 | EA | 1
CAFCA1L8 | United States | USD | MOLD,CABLE, TO HORZ C.I.P | 129.72 | EA | 1
GPECCAM036 | United States | USD | ELECTRODE,GRD PLATE,1/32 | 334.59 | EA | 1
LJCFALY5 | United States | USD | MOLD,CABLE TO BUS/LUG,HOR | 212.91 | EA | 1
SES200120/240 | United States | USD | PROTECTOR,SURGE,120/240V | 5014.46 | EA | 1
PQDM1100Y120 | United States | USD | PQDM-2-3Y-120/208V, FSPM1 | 2425.77 | EA | 1
SSC2QY4 | United States | USD | MOLD,CABLE,HORZ SPLICE | 212.91 | EA | 1
534026SE11 | United States | USD | FLEXIBAR,ADV,5X32X1MM,SE, | 336.24 | EA | 1
TDS1301TR150 | Asia | USD | DIVERTER,TD,150V,30KA | 181.59 | EA | 0
556830 | Asia | USD | BRAID MBJ 50-150-10 | 8.76 | EA | 10
PBW13S36B | United States | USD | BOND,JOINT,500 RLAY WEB,3 | 91.59 | EA | 1
534034GE25 | United States | USD | FLEXIBAR,ADV,6X40X1MM,GE, | 245.02 | EA | 10
TACY6W2 | United States | USD | MOLD,CABLE HORZ TEE | 212.91 | EA | 1
FLXPRW0012 | United States | USD | FLEXIBAR,ADV,6X32X1MM,RW, | 343.12 | EA | 1
VFF3QV6 | United States | USD | MOLD,CABLE TO VERT STL,VE | 507.28 | EA | 1
PBB319 | United States | USD | CLAMP,VERT SURFACE | 150.05 | EA | 0
VSC9D | United States | USD | MOLD,CABLE TO VERT STL,45 | 212.91 | EA | 1
INTCPTSIIER2 | United States | USD | ADAPTER, SII TO ER2 MAST | 98.73 | EA | 1
LPS2842F5F | United States | USD | ADAPTER,SS,SWIVEL,1/2IN F | 59.87 | EA | 1
SBA206 | Asia | USD | RAIL CLIP, RETAINER 1/2" DIA | 7.98 | EA | 1
B104JK002 | United States | USD | LUG,BOND,1/2 X 4-1/2 X | 196.03 | EA | 1
RRA561L | United States | USD | MOLD,CABLE TO REBAR,HORZ | 129.72 | EA | 1
LPC30538THRU | United States | USD | BASE,CU, THRU HOLE, 3/8 I | 57.6 | EA | 1
PB10GR332G | United States | USD | MOLD,CABLE TO GRD ROD,VER | 208.86 | EA | 1
GR1182G | Asia | USD | ONE-SHOT,CABLE TO GRD ROD,VERT ELL HORZ | 24.13 | EA | 1
VBCSD | United States | USD | MOLD,CABLE TO VERT STL,VE | 212.91 | EA | 1
PBB104JKOL | United States | USD | LUG,4 HOLE OFFSET,LA 1/2X | 150.05 | EA | 0
LPC2945M2M | United States | USD | ADAPTER,CU,COUPL.,5/8IN | 19.9 | EA | 1
VNC2FLH | United States | USD | MOLD,CABLE TO VERT STL,HO | 212.91 | EA | 1
SPDS100480D | United States | USD | PQI, TDX100S480D | 3147.3 | EA | 1
VBC9A | United States | USD | MOLD,CABLE TO VERT STL,VE | 212.91 | EA | 1
635880ESB | United States | USD | GR ROD,SEC,CU-BOND, | 41.9 | EA | 5
DT2480M | Europe | USD | MODULE, TYPE 2, 480V | 37.12 | EA | 1
SLK2C200 | Asia | USD | SPEED LINK LOCKING DEVICE 1.5, 2MM WIRE | 893.06 | EA | 200
CC5A40CBSAMP | United States | USD | CABLE,COM,THFT DET,CU BND | 21.59 | EA | 1
508013 | Asia | USD | FleXbus Cond., 360 mm?, 5,000 mm | 467.35 | EA | 1
CPC16CAJ | United States | USD | MOLD,BUS TO GRD ROD,VERT | 212.91 | EA | 1
561710 | United States | USD | METAL SPACER M5 X 40 | 1.16 | EA | 25
TDX100M120/240D | Asia | USD | PROTECTOR,SURGE,TDX100M,3P,HILG,120/240V | 1519.65 | EA | 1
557320IR04 | United States | USD | BRAID,CU,TINNED,70MM2,M10 | 51.62 | EA | 1
EL50T40A12 | United States | USD | COUPLER,LENTON,A12,50MM- | 71.62 | EA | 8
DT1300M | Asia | USD | Type 1 Module, 300V | 135.17 | EA | 0
TAC1V1VL | United States | USD | MOLD,CABLE,HORZ TEE | 231.1 | EA | 1
VGCY5 | Europe | USD | MOLD VGCY5 | 212.91 | EA | 1
CAFCA1L4 | United States | USD | MOLD,CABLE,TO HORZ C.I.PI | 129.72 | EA | 1
LPC222BF | United States | USD | POINT,CU, FLAT BARE, 1/2I | 22.71 | EA | 1
GTC221G | United States | USD | MOLD,CABLE TO GRD ROD,VER | 212.91 | EA | 1
LPC2955F5F | Asia | USD | ADAPTER,CU,COUPL,5/8IN (F) TO 5/8IN (F) | 21.88 | EA | 1
FLXPRES0002 | United States | USD | FLEXIBAR,ADV,4X15.5X0.8MM | 147.887 | EA | 1
HTC2C | United States | USD | MOLD,STUD TO VERT STL | 212.91 | EA | 1
XLSCK4P5AS | United States | USD | MOLD,CABLE,HORZ SPLICE SI | 883.19 | EA | 1
534059ABB03 | United States | USD | FLEXIBAR,ADV,12X100X1,ABB | 250.74 | EA | 1
GTC161VW | United States | USD | MOLD,CABLE TO GRD ROD,VER | 273.39 | EA | 1
PB10GR332Q | United States | USD | MOLD,CABLE TO GRD ROD,VER | 208.86 | EA | 1
LPC223LST | United States | USD | POINT,CU,BLUNT,1/2IN X | 69.65 | EA | 1
534010HDQ01 | United States | USD | FLEXIBAR,ADV,2X20X1MM,HDQ | 38.55 | EA | 1
GRC16SF | United States | USD | MOLD,CABLE TO GRD ROD,VER | 212.91 | EA | 1
558340 | United States | USD | CONTACT KIT M8 X 30 ZB | 0.97 | EA | 100
LPA559 | Asia | USD | BEAM BONDING CONNECTOR,ALUMINUM,5/8" BEA | 12.69 | EA | 1
PVT2500M | Europe | USD | PV MODULE, 500VDC | 69.86 | EA | 1
SBTBJ3416B | United States | USD | BOND,JUMPER,3/16 & 1 TAB | 7.97 | EA | 1
A109AN | United States | USD | CABLE,SAMPLE,6 IN LONG,2/ | 10.24 | EA | 1
PGT1G1D | United States | USD | MOLD,CABLE,HORZ THRU PARA | 207.39 | EA | 1
FLXPRW0013 | United States | USD | FLEXIBAR,ADV,5X24X1MM,RW, | 106.11 | EA | 1
NCR182C | United States | USD | MOLD,CABLE TO GRD ROD,HOR | 289.29 | EA | 1
FLXPCRS0001 | United States | USD | FLEXIBAR,ADV,2X20X1M CRS | 87.4 | EA | 1
569251 | Asia | USD | UD400212AL | 21.06 | EA | 60
HDVVF3Q | United States | USD | MOLD,CABLE TO VERT STL,VE | 507.28 | EA | 1
TACY0Y5 | Europe | USD | MOLD TACY0Y5 | 212.91 | EA | 1
559152 | Asia | USD | MANUAL FLEXIBAR PUNCHING TOOL | 1313.34 | EA | 1
INTCPTADM58 | United States | USD | ADAPTER, FITTING,ER2XXXXS | 98.73 | EA | 1
RBC2Q2Q | United States | USD | MOLD,GRD ROD TO RECEPTACL | 212.91 | EA | 1
534404 | United States | USD | IBSB ADV 25-630-6 | 18.86 | EA | 10
EPGC1828X8FL | United States | USD | PERIMETER,GRD,90DEG FLAT | 49.13 | EA | 1
508022 | Asia | USD | FleXbus Cond., 545 mm?, 4,000 mm | 519.43 | EA | 1
RRC522G | United States | USD | MOLD,CABLE TO REBAR,HORZ | 212.91 | EA | 1
ECRE102Q4D | Europe | USD | GROUND ROD,ASSY,EXTENTION | 1407.81 | EA | 1
ECRE10BOTCWB | United States | USD | CHEM ROD ASSY,BOTTOM,10FT | 721.06 | EA | 1
A130ST5 | United States | USD | TUBING,HEAT SHRINK,2 TO 1 | 8.45 | EA | 1
EL20A2N | United States | USD | COUPLER,LENTON,SOURCED,A2 | 13.47 | EA | 1
TAC3D3D | Europe | USD | MOLD TAC3D3D | 212.91 | EA | 1
LACY6EAL | Europe | USD | MOLD LACY6EAL | 212.91 | EA | 1
LPC63512 | United States | USD | ADAPTER,CU,FLASHING FOR | 46.41 | EA | 1
TAC9H3Q | United States | USD | MOLD,CABLE,HORZ TEE | 212.91 | EA | 1
TMGBA24L33PT | Europe | USD | BAR ASSY,GRD BUS,1/4X4X24 | 330 | EA | 1
PCC2C1D | United States | USD | MOLD,CABLE, HORZ TAP PARA | 212.91 | EA | 1
BMCEALEAL | United States | USD | MOLD,BUS BAR,HORZ TEE BAR | 212.91 | EA | 1
TACT12Q | United States | USD | MOLD,CABLE,HORZ TEE | 212.91 | EA | 1
HDTAC2V2G | United States | USD | MOLD,CABLE,HORZ TEE | 212.91 | EA | 1
CAHCAW3 | United States | USD | MOLD,CABLE TO HORZ STL,HO | 129.72 | EA | 1
LPC2932F2F | Asia | USD | ADAPTER,CU,COUPL.,1/2IN F - 1/2IN F | 21.02 | EA | 0
RDH612G | United States | USD | MOLD,CABLE TO REBAR,HORZ | 373.05 | EA | 1
CAPGT1E003 | United States | USD | MOLD,CABLE, HORZ THRU PAR | 207.39 | EA | 1
PBWX901RH | United States | USD | MOLD,CABLE ,WEB BOND TO W | 94.69 | EA | 1
TAC3Q9D | United States | USD | MOLD,CABLE,HORZ TEE | 212.91 | EA | 1
RRH592G | United States | USD | MOLD,CABLE TO REBAR,HORZ | 373.05 | EA | 1
EGBA14420RR | United States | USD | BAR,ASSY,GRD BUS,1/4 X 4 | 238 | EA | 1
PB250 | Europe | USD | WELD METAL,CADWELD RAIL P | 23.44 | EA | 1
RJC53Y5 | United States | USD | MOLD,CABLE TO REBAR,VERT | 212.91 | EA | 1
TAC2Q9F | United States | USD | MOLD,CABLE,HORZ TEE | 212.91 | EA | 1
A238HD2S24LH | United States | USD | CLAMP,FENCE,2/0 X 24 IN F | 278.82 | EA | 1
TDC2C2C | United States | USD | MOLD,CABLE,HORZ TEE MULT | 212.91 | EA | 1
PB19GY332Q | United States | USD | MOLD,CABLE TO GRD ROD,VER | 430.5 | EA | 1
DQC122V | United States | USD | MOLD,CABLE TO GRD ROD,HOR | 212.91 | EA | 1
ELOIL55 | United States | USD | OIL,LENTON CUTTING,55 GAL | 2584.02 | EA | 1
GYE18Y6 | United States | USD | MOLD,CABLE TO GRD ROD,VER | 596.26 | EA | 1
555525 | United States | USD | BRAID,CU,TINNED,CUSTOM, | 53.96 | EA | 1
PCC1Y1E | United States | USD | MOLD,CABLE, HORZ TAP PARA | 212.91 | EA | 1
VGC1V1.25 | United States | USD | MOLD,CABLE TO VERT STL,HO | 212.91 | EA | 1
PLUSCU1 | United States | USD | IGNITOR,CONTROL UNIT | 285.79 | EA | 1
LK1110STHD | United States | USD | COUPLER,INTERLOK ASSY #10 | 138.78 | EA | 1
MBE04CCL | United States | USD | MOLD,BLANK,3 X 5 X 6 3/4 | 596.26 | EA | 1
GFC16002 | United States | USD | MOLD,CABLE TO GRD ROD,HOR | 212.91 | EA | 1
K158A | United States | USD | TOOL,KIT,MISC REPLACEMENT | 62.06 | EA | 1
RBT81011HB | United States | USD | MATERIAL,FILLER,#8 -1 T- | 37.18 | EA | 1
558490 | Asia | USD | CONTACT KIT M 12X80 ZB | 2.85 | EA | 100
PLUSCU2BM | United States | USD | CADWELD PLUS CONTROL UNIT | 146.79 | EA | 1
EGBA14412QQT | United States | USD | BAR,GRD BUS,1/4 X 4 X 12 | 174 | EA | 1
SSC3DHQ | United States | USD | MOLD,CABLE,HORZ SPLICE | 212.91 | EA | 1
EL36D6N | United States | USD | ANCHOR,LENTON,EMBEDMENT, | 17.45 | EA | 1
PB80LS3SJK001 | United States | USD | MOLD,CABLE TO BUS/LUG, | 697.55 | EA | 1
XLVBC1L | United States | USD | MOLD,CABLE TO VERT STL,VE | 252.73 | EA | 1
534021SAF02 | United States | USD | FLEXIBAR,ADV,8X24X1MM,SAF | 201.75 | EA | 10
SVR2Q9F | United States | USD | MOLD,CABLE,VERT SPLICE | 289.29 | EA | 1
EPT1425 | Europe | USD | COUPLER FOR EPT PIGTAIL | 37.62 | EA | 1
561680 | United States | USD | METAL SPACER M5 X 25 | 1 | EA | 50
RBT9101A | United States | USD | SLEEVE,CADWELD,#9 T-SERIE | 69.56 | EA | 1
LPC62858 | United States | USD | ADAPTER,CU,THRU-ROOF, | 108.6 | EA | 1
PB10SS3Q | United States | USD | MOLD,CABLE,HORZ SPLICE | 153.72 | EA | 1
LPC464 | Asia | USD | JUMPER,SS,EYE TO EYE | 188.8 | EA | 1
LAC2Q002 | United States | USD | MOLD,CABLE TO BUS/LUG,HOR | 212.91 | EA | 1
LPC31258 | United States | USD | BASE,CU,STRAP 5/8IN POINT | 61.72 | EA | 1
569052 | Asia | USD | UD400112CU | 50.6 | EA | 60
VBC1TV4 | United States | USD | MOLD,CABLE TO VERT STL,VE | 212.91 | EA | 1
TAC3D2GHQ | United States | USD | MOLD,CABLE,HORZ TEE, | 212.91 | EA | 1
22127 | United States | USD | SPINDLE,ANGLED,10:1 RATIO | 2054.72 | EA | 1
65 | Asia | USD | WELDMETAL, F20 65 GM | 12.72 | EA | 20
T413 | United States | USD | SHEET,FOAM,1/8 X 12 X 175 | 0.42 | EA | 1
LACS1CE | United States | USD | MOLD,CABLE TO BUS/LUG,HOR | 212.91 | EA | 1
508016 | Asia | USD | FleXbus Cond., 360 mm?, 8,000 mm | 728.16 | EA | 1
ERICORE068T | United States | USD | DOWNCONDUCTOR,LIGHTNING, | 10181.066 | EA | 1
EGBC14412NN | United States | USD | BAR,GRD BUS,1/4X4X12,NO I | 132 | EA | 1
TACY7Y1 | Europe | USD | MOLD TACY7Y1 | 212.91 | EA | 1
TAC2Q2G | Europe | USD | MOLD TAC2Q2G | 212.91 | EA | 1
534010DCI10 | United States | USD | FLEXIBAR,ADV,2X20X1MM,DCI | 154.07 | EA | 1
GTC189F | United States | USD | MOLD,CABLE TO GRD ROD,VER | 212.91 | EA | 1
FLXPSHL0002 | United States | USD | FLEXIBAR,ADV,5X20X1MM,SHL | 219.606 | EA | 1
LLCEG2L | United States | USD | MOLD,CABLE TO BUS/LUG,VER | 212.91 | EA | 1
BACEE | United States | USD | MOLD,BUS BAR,HORZ SPLICE | 212.91 | EA | 1
PBW12W18B | United States | USD | BOND,JOINT,250 RLAY BARE | 23.93 | EA | 1
TDX100M120/240D | United States | USD | PROTECTOR,SURGE,TDX100M,3 | 1519.65 | EA | 1
SCB29502A | United States | USD | WELD METAL,CADWELD RAIL | 192.94 | EA | 1
DT275M | Europe | USD | MODULE, TYPE 2, 75V | 60.1 | EA | 1
PBW2CRH | United States | USD | MOLD,RAIL,CABLE HORZ TO W | 69.92 | EA | 1
RBC976 | United States | USD | SPLICE,KIT,#9 CADWELD C-S | 84.69 | EA | 1
LPC753 | United States | USD | PLATE,CU,GROUND,20AWG, | 258.84 | EA | 1
VSC2VV10 | United States | USD | MOLD,CABLE TO VERT STL,45 | 212.91 | EA | 1
534001LAM18 | United States | USD | FLEXIBAR,ADV,3X9X0.8,LAM | 107.51 | EA | 1
XL15 | United States | USD | WELD METAL,ALLOY,F20,EXOL | 54.56 | EA | 4
CAVST1GB | United States | USD | MOLD,CABLE TO VERT STL,45 | 207.39 | EA | 1
549450 | United States | USD | BRACKET,SUPPORT,CABS,BRAC | 20.87 | EA | 5
PGC8D8D | United States | USD | MOLD,CABLE, HORZ THRU PAR | 212.91 | EA | 1
LPLC48058LG | Asia | USD | FASTENER, LEAD, COVERED | 104.39 | EA | 1
PBC22W00124B | United States | USD | BOND,RAIL C,250KCM RLAY 2 | 64.34 | EA | 0
558587 | United States | USD | BRAID,SHUNT,INSULATED,IBS | 15.22 | EA | 12
B102EG001 | United States | USD | LUG,CU,1/4 X 1 1/2 W/2-9/ | 37.16 | EA | 1
PCCY4Y2 | Europe | USD | MOLD PCCY4Y2 | 212.91 | EA | 1
EL36S4B | United States | USD | COUPLER,LENTON,STRGHT,S4, | 62.26 | EA | 1
PQDS3100S120 | United States | USD | PQDS-4-1P-120V, | 988.1 | EA | 1
GFC024 | United States | USD | MOLD,CABLE TO GRD ROD,HOR | 212.91 | EA | 1
ESBP1/0 | United States | USD | CONNECTOR,SPLIT BOLT,DUAL | 8.38 | EA | 50
534026AMX15 | United States | USD | FLEXIBAR,ADV,5X32X1,AMX | 86.35 | EA | 10
EGBC14310LL | United States | USD | BAR,GRD BUS,1/4 X 3 X 10 | 90 | EA | 1
558610 | Asia | USD | BRAID DRILL 16 | 195.29 | EA | 1
554104 | United States | USD | JUMPER,PRESSWELD,1.12X4X | 1402.14 | EA | 0
GFC1K001 | United States | USD | MOLD,CABLE TO GRD ROD,HOR | 212.91 | EA | 1
CAVHT1H6 | United States | USD | MOLD,CABLE TO VERT CAST I | 207.39 | EA | 1
PB63SC6H3Q | United States | USD | MOLD,CABLE,HORZ SPLICE SI | 366.25 | EA | 1
PTC2G3Q001 | United States | USD | MOLD,CABLE,HORZ THRU PARA | 212.91 | EA | 1
TAC8F8F | United States | USD | MOLD,CABLE,HORZ TEE | 212.91 | EA | 1
S09C | United States | USD | SLEEVE,TINNED CU,.328 ID, | 1.42 | EA | 100
EBCCAKCAK | Europe | USD | MOLD EBCCAKCAK | 212.91 | EA | 1
534029ABB24 | United States | USD | FLEXIBAR,ADV,10X32X1,ABB, | 341.53 | EA | 5
633415 | United States | USD | GROUND ROD,CU CLAD,SECTIO | 126.83 | EA | 5
FLXPABB0098 | United States | USD | FLEXIBAR,ADV,3X24X1MM,ABB | 190.641 | EA | 1
PB80PG003M | United States | USD | MOLD,CABLE,HORZ THRU PARA | 697.55 | EA | 1
ERICORE067T | United States | USD | DOWNCONDUCTOR,LIGHTNING, | 10928.05 | EA | 1
SBT375AWH | United States | USD | CLAMP KIT,WIRE,PVC | 3.61 | EA | 25
6258243 | United States | USD | ROD,CUT,5/8X24,CU BOND, | 163.79 | EA | 50
XL65 | United States | USD | WELD METAL,ALLOY,F20,EXOL | 60.76 | EA | 4
GTC312C | United States | USD | MOLD,CABLE TO GRD ROD,VER | 212.91 | EA | 1
WD94 | United States | USD | DIE,HAMMER,35 MM2 CONC | 294.86 | EA | 1
LPC247BST | United States | USD | POINT,CU,BLUNT BARE,5/8IN | 108.81 | EA | 1
GR1141GPLUS | United States | USD | ONE-SHOT,CABLE TO GRD ROD | 18.82 | EA | 6
SBNX1161G | United States | USD | ONE-SHOT,CABLE TO GRD ROD | 13.54 | EA | 6
HDPTF3Q3Q | United States | USD | MOLD,CABLE, HORZ THRU PAR | 507.28 | EA | 1
FLXPSHL0005 | United States | USD | FLEXIBAR,ADV,5X20X1MM,SHL | 197.619 | EA | 1
DEPRS42299D | United States | USD | PROTECTOR, DATA, EQUIP, R | 112.66 | EA | 1
A928G003 | United States | USD | NUT,HEX,FLANGE,SERRATED,1 | 0.41 | EA | 0
553550 | Asia | USD | SPACER CLAMP FS 24 | 3.03 | EA | 25
534021SAF05 | United States | USD | FLEXIBAR,ADV,8X24X1MM,SAF | 220.8 | EA | 10
GTC14Y1 | Europe | USD | MOLD GTC14Y1 | 212.91 | EA | 1
ELFG43TCA | United States | USD | LENTON,BAR END GAGE,FIELD | 154.53 | EA | 1
558302ADV | United States | USD | IBSBADV 25-287-6 E&I | 5.37 | EA | 100
534041L3MP | United States | USD | FLEXIBAR,BUSBAR,MTO, | 99999.99 | EA | 30
635830KM | United States | USD | ROD,GRD,5/8X0.9,CU CLAD | 20.95 | EA | 5
SBPMJ314 | United States | USD | BOND,MULTI-PURPOSE PLUG,S | 8.66 | EA | 48
561680 | Asia | USD | METAL SPACER M5 X 25 | 1 | EA | 50
SBTBJ3436 | United States | USD | BOND,JUMPER,3/16 & 1 TAB | 13.87 | EA | 25
XLVNC2QLH | United States | USD | MOLD,CABLE TO VERT STL,HO | 252.73 | EA | 1
VSC8KV3 | United States | USD | MOLD,CABLE TO VERT STL,45 | 212.91 | EA | 1
SBGT1182C | United States | USD | ONE-SHOT,CABLE TO GRD ROD | 24.09 | EA | 6
LPC30538 | Asia | USD | BASE,CU,HORZ/VERT MOUNT, 3/8 IN POINT | 49.52 | EA | 0
EGBA14424CCSKY | United States | USD | BAR ASSY,GRD BUS,1/4X4X24 | 282 | EA | 1
GDR149B | United States | USD | MOLD,CABLE TO GRD ROD,VER | 289.29 | EA | 1
TDX50C277/480 | Europe | USD | PROTECTOR,SURGE,277/480V | 637.22 | EA | 1
XLGTC16Y4 | Europe | USD | MOLD XLGTC16Y4 | 715.08 | EA | 1
550250 | United States | USD | BUSBAR,CONNECTOR,XM5,12X4 | 0.72 | EA | 100
CAVHT1L8 | United States | USD | MOLD,CABLE TO VERT CAST I | 207.39 | EA | 1
B140B | United States | USD | SHIM,CU,.013 X 3 IN X 2 1 | 1.62 | EA | 50
ZZGPREB | United States | USD | ERICO GNDG REBATE | 107499.99 | EA | 0
B2700GK48X84A | United States | USD | RING,GRD KIT,48X84 ENTRY | 266.31 | EA | 1
EGBA14216GGT | United States | USD | BUSBAR,GRD,CU,1/4X2X16,GG | 162 | EA | 1
B144C | United States | USD | PACKING,PREFAB,.25 X 3 X | 2.86 | EA | 20
A928L006 | United States | USD | NUT,BINDING HEX,14-24NS-2 | 0.47 | EA | 0
HDTAC3D3D | United States | USD | MOLD,CABLE,HORZ TEE | 212.91 | EA | 1
HAA1G162C | United States | USD | MOLD,CABLE TO HORZ STL,HO | 129.72 | EA | 1
614400 | Asia | USD | GROUND ROD, 1" X 10' CU BONDED | 338.24 | EA | 5
SRF3250N | Europe | USD | SRF,N-SERIES, 3PH,250A,24 | 7622.77 | EA | 1
HDTAC3Q2QL | United States | USD | MOLD,CABLE,HORZ TEE | 212.91 | EA | 1
534110 | United States | USD | BUSBAR,FLEXIBLE,ADVANCED, | 111.77 | EA | 5
CAT328D | United States | USD | DISK,STL,DISKS,3/4 IN,1 I | 240.44 | EA | 0
534008RW02 | United States | USD | FLEXIBLE,ADV,6X15.5X0.8RW | 49.94 | EA | 10
LPC2855F5M | Europe | USD | ADAPTER,CU,SWIVEL,5/8IN | 67.38 | EA | 1
548629 | United States | USD | INSULATOR,BUSBAR,ISO TP | 15.49 | EA | 10
HSP10K72 | United States | USD | PROTECTOR,LINE,HIGH SPEED | 355.08 | EA | 0
534034PHM08 | United States | USD | FLEXIBAR,ADV,6X40X1MM,PHM | 167.19 | EA | 1
A928B083 | United States | USD | NUT,HEX,5/16-18 UNC,W/NYL | 0.18 | EA | 0
WTBLC250 | United States | USD | WIND TURBINE BLADE | 26.79 | EA | 250
HTC2G1.25 | United States | USD | MOLD,CABLE TO HORZ STL,HO | 212.91 | EA | 1
LK20D | United States | USD | COUPLER,LENTON INTERLOK,2 | 42.13 | EA | 1
PB90 | United States | USD | WELD METAL,CADWELD RAIL P | 10.33 | EA | 25
MBE02 | United States | USD | MOLD,BLANK,90115 E PRICE | 596.26 | EA | 1
EL57TS5 | United States | USD | COUPLER,LENTON,STRAIGHT | 139.21 | EA | 1
HDTAC2Q2GHQ | United States | USD | MOLD,CABLE,HORZ TEE | 212.91 | EA | 1
LPC808L | United States | USD | STRAP,CABLE,CU,1 IN PIPE | 17.27 | EA | 1
FLXPIR0010 | United States | USD | FLEXIBAR,ADV,3X40X1MM,IR, | 258.01 | EA | 1
FJ2G360 | United States | USD | JUMPER,SWAGED,2/0 CONC 36 | 433.9 | EA | 1
EL22P9ES | United States | USD | COUPLER,LENTON POSITION,# | 94.79 | EA | 1
BC16M | Asia | USD | CADDY, BEAM CONDUIT CLAMP | 448.75 | EA | 100
285009L1 | United States | USD | KIT,FLEXIBAR,LAM FUJI 1.6 | 665.477 | EA | 10
VSC2QV3CW | United States | USD | MOLD,CABLE TO VERT STL,45 | 233.07 | EA | 1
RJC512C | United States | USD | MOLD,CABLE TO REBAR,VERT | 212.91 | EA | 1
EL22D6 | United States | USD | COUPLER,LENTON TERMINATOR | 11.19 | EA | 1
LPC823 | United States | USD | ANCHOR,CU,TREE DRIVE, | 13.93 | EA | 1
552200 | Asia | USD | ISO MOUNTING KIT 25M6 | 1.6 | EA | 1
VNC1LLH | United States | USD | MOLD,CABLE TO VERT STL,HO | 212.91 | EA | 1
GR1181LPLUS | United States | USD | ONE-SHOT,CABLE TO GRD ROD | 21.85 | EA | 6
B548A62 | United States | USD | MOUNTING,KIT,1/4-3/8X1-2W | 10.49 | EA | 0
VTC2G6 | United States | USD | MOLD,CABLE TO VERT STL,HO | 212.91 | EA | 1
SBHFT6A | United States | USD | WELDER,BOND,3/16X6 1/2 HF | 407.84 | EA | 1
LPA223ST | United States | USD | POINT,AL,BLUNT,1/2 X 15IN | 8.34 | EA | 1
534041PHM14 | United States | USD | FLEXIBAR,ADV,8X50X1MM,PHM | 345.18 | EA | 1
534020SER05 | United States | USD | FLEXIBAR,ADV,6X24X1MM,SER | 308.61 | EA | 1
534053PDI14 | United States | USD | FLEXIBAR,ADV,10X80X1,PDI | 741.74 | EA | 1
HTC2G4 | United States | USD | MOLD,CABLE TO HORZ STL,HO | 212.91 | EA | 1
555295B | United States | USD | BRAID,CU,16MM2,BLK | 2.88 | EA | 1
TAC3A2G | United States | USD | MOLD,CABLE,HORZ TEE | 212.91 | EA | 1
553090 | United States | USD | PLATE,BIMETALLIC,BMS500, | 492.35 | EA | 2
LPC481SHP | United States | USD | BASE,TERMINAL,AIR,CAST | 11.61 | EA | 1
615850SG01 | United States | USD | ROD,GRD,5/8X5,CU BONDED | 12.32 | EA | 5
RTC52Y4 | United States | USD | MOLD,CABLE TO REBAR,HORZ | 212.91 | EA | 1
GPECEBQ0171G120 | United States | USD | ELECTRODE,GRD PLATE,1/16X | 210.84 | EA | 1
LPA263 | United States | USD | POINT,AL,TUBULAR,5/8X15IN | 83.29 | EA | 1
557800 | United States | USD | RAIL,DIN,2M LG,7.5MM HIGH | 7.3 | EA | 15
ECM300 | United States | USD | CONNECTOR,LUG,CU,OFFSET T | 32.05 | EA | 0
XLHCA1V | United States | USD | MOLD,CABLE TO HORZ STL,HO | 132.28 | EA | 1
LJCEGS7 | United States | USD | MOLD,CABLE TO BUS/LUG,HOR | 212.91 | EA | 1
FJ2Q120 | United States | USD | JUMPER,SWAGED,4/0 CONC 12 | 245.2 | EA | 1
RHC531H | United States | USD | MOLD,CABLE TO REBAR,HORZ | 212.91 | EA | 1
IH1250F | United States | USD | ENCLOSURE,INSP,W/COVER, | 1186.24 | EA | 1
B30133 | United States | USD | COVER,MOLD,3X3 [76X76] | 35.3 | EA | 1
715685 | United States | USD | DRILL,RAIL,MACHINE, | 9050.06 | EA | 1
LJCEG2L | United States | USD | MOLD,CABLE TO BUS/LUG,HOR | 212.91 | EA | 1
PBW12J48 | United States | USD | BOND KIT,JOINT,2/0 RLAY W | 73.38 | EA | 50
534058GE04A | United States | USD | FLEXIBAR,ADV,10X100X1,GE | 929.67 | EA | 1
534028 | Asia | USD | FLEX ADV2MTC 8X32X1 | 294.1 | EA | 2
LPC317L38 | United States | USD | BASE,CU,POINT,3/8 THRD,CA | 15.94 | EA | 1
LPC33312 | United States | USD | BASE,TERMINAL,AIR MOUNT P | 41.38 | EA | 1
508010 | Asia | USD | FleXbus Cond., 360 mm?, 2,000 mm | 264.39 | EA | 1
RCE592QM | United States | USD | MOLD,CABLE TO REBAR,VERT | 596.26 | EA | 1
SBTBT21C | Asia | USD | WELDER, BOND, 3/16 X 1 TAB | 480.13 | EA | 1
PTCY7Y6 | United States | USD | MOLD,CABLE,HORZ THRU PARA | 212.91 | EA | 1
CRC16EK | United States | USD | MOLD,BUS TO GRD ROD,VERT | 212.91 | EA | 1
RRH572C | United States | USD | MOLD,CABLE TO REBAR,HORZ | 373.05 | EA | 1
HDXAC2Q2G | United States | USD | MOLD,CABLE,HORZ X SAME PL | 212.91 | EA | 1
615889SP01 | United States | USD | ROD,GRD,5/8,CU PLATED,10 | 68.82 | EA | 5
HDPTC2V1V | United States | USD | MOLD,CABLE,HORZ THRU PARA | 212.91 | EA | 1
EGBA14618AA | United States | USD | BAR,ASSY,GRD,BUS,1/4 X 6 | 272.52 | EA | 1
GCHSC2530 | Asia | USD | KIT,CLIP,GLUED RAIL TIE,25-30MM DIA | 247.1 | EA | 1
SBS24883W2 | United States | USD | BOND,JOINT HEAD,3/16X7-1/ | 9.02 | EA | 100
FC073 | United States | USD | CLAMP, FENCE 1-1/2 IPS | 36.72 | EA | 1
MBS01 | United States | USD | MOLD, BLANK, STYLE S | 491.84 | EA | 1
SSPD1P1M550 | United States | USD | SSPD, SINGLE PHASE, | 217.45 | EA | 1
TAC4L1T | United States | USD | MOLD,CABLE,HORZ TEE | 212.91 | EA | 1
CAVNT1VLH8 | United States | USD | MOLD,CABLE TO VERT STL,HO | 207.39 | EA | 1
PB10QT1Y84C | United States | USD | MOLD,CABLE TO RAIL,HORZ T | 153.72 | EA | 1
XLB970A1 | United States | USD | IGNITOR,ASSY,EXOLON IGNIT | 42.86 | EA | 1
285032L2 | United States | USD | KIT,FLEXIBBAR,LAM | 633.27 | EA | 1
SSC2QY7 | United States | USD | MOLD,CABLE,HORZ SPLICE | 212.91 | EA | 1
GRC18Y6 | Europe | USD | MOLD GRC18Y6 | 212.91 | EA | 1
FDS22C | United States | USD | DIVERTER,TD,150V,30KA | 183.98 | EA | 1
508065 | Asia | USD | FleXbus Cond., 1,810 mm?, 7,000 mm | 2733.18 | EA | 1
HDPTD3Q2Q | United States | USD | MOLD,CABLE,HORZ THRU PARA | 451.38 | EA | 1
RRC52Y3 | Europe | USD | MOLD RRC52Y3 | 212.91 | EA | 1
PQDS3100S277 | United States | USD | PQDS-4-1P-277V, | 1305.57 | EA | 1
XBZ3Q3Q | United States | USD | MOLD,CABLE,HORZ X LAPPED, | 610.58 | EA | 1
PHR2Q8D | United States | USD | MOLD,CABLE,VERT THRU PARA | 289.29 | EA | 1
716900 | United States | USD | TOOL,CRIMPING,M2-M, | 1801.63 | EA | 1
PQC320277480V | United States | USD | SES320B480Y | 4871.78 | EA | 1
LPC331L | Europe | USD | BASE,CU,STRAP,PIPE MOUNT, | 85.63 | EA | 1
559687 | United States | USD | INS,2-1/4,3/8-16 X 5/8 | 3.86 | EA | 25
505637 | United States | USD | BUSBAR,CU,SPECIAL,GEXPR0 | 177.9 | EA | 0
LPC416 | Europe | USD | POINT,CU,BARE,INDUSTRIAL | 258.84 | EA | 1
GTC18Y2 | United States | USD | MOLD,CABLE TO GRD ROD,VER | 212.91 | EA | 1
SBA2367J | United States | USD | SLEEVE,COUPLER,COMP | 144.16 | EA | 0
GYR16Y3 | Europe | USD | MOLD GYR16Y3 | 289.29 | EA | 1
EL3632P9 | United States | USD | COUPLER,LENTON POSITION,# | 122.49 | EA | 1
TACY6W1 | United States | USD | MOLD,CABLE HORZ TEE | 212.91 | EA | 1
HAA8N | United States | USD | MOLD,CABLE TO HORZ STL,HO | 129.72 | EA | 1
PB20PAY3Y3 | United States | USD | MOLD,CABLE,HORZ TAP PARAL | 153.72 | EA | 1
GEC16 | Europe | USD | MOLD GEC16 | 212.91 | EA | 1
534047GE09 | United States | USD | FLEXIBAR,ADV,8X63X1,GE | 517.23 | EA | 1
B136A | Asia | USD | MOULD CLEANER, SMALL | 8.91 | EA | 10
FJ2Q36 | United States | USD | JUMPER,SWAGED,4/0 CONC 36 | 102.13 | EA | 1
GTP181T | United States | USD | MOLD,CABLE TO GRD ROD,VER | 233.95 | EA | 1
RBW34676 | United States | USD | CHAIN,ASSY,#41 | 444.05 | EA | 1
GMR161G | United States | USD | MOLD,CABLE TO GRD ROD,VER | 289.29 | EA | 1
LPC304L58 | Europe | USD | PLATE,STAMPED,AIR TERMINA | 46.41 | EA | 1
LC32S2D | United States | USD | SLEEVE,S2 SERIES,32MM, | 157.99 | EA | 1
554368 | Asia | USD | CPI 70-300-12 | 27.88 | EA | 1
B544A411 | United States | USD | BUSBAR,ASSY,1/4X4X20,W/IN | 186.16 | EA | 0
LPCAR3025 | United States | USD | TERMINAL,AIR,3048MM,1 IN | 389.53 | EA | 1
VGC9D1.25 | United States | USD | MOLD,CABLE TO VERT STL,HO | 212.91 | EA | 1
VSC9B | United States | USD | MOLD,CABLE TO VERT STL,45 | 212.91 | EA | 1
PB50SS4N | United States | USD | MOLD,CABLE,HORZ SPLICE | 325.89 | EA | 1
RCE562C | United States | USD | MOLD,CABLE TO REBAR,VERT | 596.26 | EA | 1
CAFCA1V8 | United States | USD | MOLD,CABLE,TO HORZ C.I.PI | 129.72 | EA | 1
PB80SC3B002 | United States | USD | MOLD,CABLE,HORZ SPLICE SI | 697.55 | EA | 1
615850 | Asia | USD | GROUND ROD, POINTED 5/8IN X 5FT | 25.77 | EA | 5
534001LAM37 | United States | USD | FLEXIBAR,ADV,3X9X0.8,LAM | 243.98 | EA | 1
TAC9D2Q | United States | USD | MOLD,CABLE,HORZ TEE | 212.91 | EA | 1
EL32AC12SP01Q | United States | USD | COUPLER,LENTON,SPECIAL, | 45 | EA | 1
534010HDQ07 | United States | USD | FLEXIBAR,ADV,2X20X1MM,HDQ | 43.97 | EA | 1
534059ABB05 | United States | USD | FLEXIBAR,ADV,12X100X1,ABB | 460.63 | EA | 1
152860 | United States | USD | FORM,FIXER, EL-18-20-HFF | 0.9 | EA | 100
LSP9100H | United States | USD | PROTECTOR,SURGE,LINE | 359.37 | EA | 1
XAC3D2G | United States | USD | MOLD,CABLE,HORZ X SAME | 212.91 | EA | 1
MBB39 | United States | USD | MOLD,BLANK,4565 C PRICE, | 163.87 | EA | 1
A809A06C72A | United States | USD | WIRE,SOLIDBARE CU,#4,72IN | 16.9 | EA | 50
HSC2Q2.50 | United States | USD | MOLD,CABLE TO HORZ STL,HO | 212.91 | EA | 1
562120 | United States | USD | BRAID,SHUNT,INSULATED, | 9 | EA | 10
PB500 | United States | USD | WELD METAL,CADWELD RAIL P | 36.09 | EA | 10
ECRV102Q3U | United States | USD | GROUND ROD,ASSY,KIT,10 FT | 1502.04 | EA | 1
HAA1VM | Europe | USD | MOLD HAA1VM | 92.21 | EA | 1
EL3625P9 | United States | USD | COUPLER,LENTON POSITION,# | 127.55 | EA | 1
548609 | Asia | USD | INSULATOR ISO TP 70M10 | 11.08 | EA | 10
TDS130M240 | United States | USD | DIVERTER,TD,240V,30KA, | 122.6 | EA | 1
GYF18Y9 | Europe | USD | MOLD GYF18Y9 | 507.28 | EA | 1
534010SE11 | United States | USD | FLEXIBAR,ADV,2X20X1,SE | 22.74 | EA | 1
BBCFAL | Europe | USD | MOLD BBCFAL | 212.91 | EA | 1
LPC31958 | United States | USD | BASE,CU,OFFSET,5/8IN | 59.32 | EA | 1
285108 | United States | USD | KIT,FLEXIBAR,ADV,EATON | 309.92 | EA | 10
XLGBR18R1 | United States | USD | MOLD,GRD ROD,TO ROD/RECEP | 801.12 | EA | 1
EPGC143120 | United States | USD | PERIMETER,GRD,STRAIGHT, | 639.37 | EA | 1
PBCT9Y4001RH | United States | USD | WELDER,BOND,70MM2 RLAY | 363.44 | EA | 1
EL20P9SS | United States | USD | COUPLER,LENTON POSITION, | 239.32 | EA | 1
PB10HS1L | United States | USD | MOLD,CABLE TO HORZ STL,HO | 153.72 | EA | 1
EL794BDCFBOX | United States | USD | PLATE,FORM SAVER,#5 DBL | 1.44 | EA | 1
MPAF120/240-1P | United States | USD | SURGE PROTECTOR, 120/240V | 176.06 | EA | 1
ML504 | United States | USD | YOKE,QUICK-WEDGE,BODY,TOO | 14945.8 | EA | 1
633463 | United States | USD | GROUND ROD,CU CLAD,SECTIO | 55.52 | EA | 5
RRH572V | United States | USD | MOLD,CABLE TO REBAR,HORZ | 373.05 | EA | 1
549220 | United States | USD | BUSBAR,5 MM,THD,M5,12X5 | 73.39 | EA | 4
XLPTC2Q1H | United States | USD | MOLD,CABLE, HORZ THRU PAR | 252.73 | EA | 1
SES320F120V | United States | USD | SES, 320KA, FILTER, 120V | 1195.39 | EA | 1
PBK261 | United States | USD | KIT,RAIL,MOLD AND HARDWAR | 697.55 | EA | 1
PTC1V1V | United States | USD | MOLD,CABLE,HORZ THRU PARA | 212.91 | EA | 1
XBV3A3A | United States | USD | MOLD,CABLE,HORZ X LAPPED | 935.06 | EA | 1
PB13NC181L | United States | USD | MOLD,CABLE TO GRD ROD,HOR | 208.86 | EA | 1
PB10VS2Q | United States | USD | MOLD,CABLE TO VERT STL,45 | 153.72 | EA | 1
CGCEAL | United States | USD | MOLD,BUS TO HORZ STL,TAP | 212.91 | EA | 1
VBC2LV8C | United States | USD | MOLD,CABLE TO VERT STL,VE | 212.91 | EA | 1
CAVSP2GM | United States | USD | MOLD,CABLE TO VERT STL,45 | 158.37 | EA | 1
LPC475 | Asia | USD | BAR,CU,SOLID,GROUND,1/4INX 1/4IN X 16IN | 570.61 | EA | 1
XAC2V1V | United States | USD | MOLD,CABLE,HORZ X SAME PL | 212.91 | EA | 1
VSC2JV3.50 | United States | USD | MOLD,CABLE TO VERT STL,45 | 212.91 | EA | 1
561670 | Asia | USD | METAL SPACER M5 X 20 | 0.95 | EA | 50
VBR3Q | United States | USD | MOLD,CABLE TO VERT STL,VE | 289.29 | EA | 1
CA25XF19 | United States | USD | WELD METAL,ALLOY,XF19 CAT | 6.7 | EA | 20
631350FS01 | United States | USD | ROD,GRD,1/2X1500MM,CU BON | 22.7 | EA | 5
EGBA14448RR | United States | USD | BUSBAR,GRD,CU,1/4X4X48,RR | 555 | EA | 1
GYE169G | United States | USD | MOLD,CABLE TO GRD ROD,VER | 596.26 | EA | 1
611300GAL01 | United States | USD | ROD,GRD,1/2X10,CU BONDED | 26.55 | EA | 5
556640 | Asia | USD | BRAID MBJ 16-200S | 4.32 | EA | 10
VLCSFRH1.25HQ | United States | USD | MOLD,CABLE TO VERT STL, | 212.91 | EA | 1
GYE223D | United States | USD | MOLD,CABLE TO GRD ROD,VER | 596.26 | EA | 1
SBS24883 | United States | USD | BOND,JOINT HEAD,3/16X7 1/ | 8.38 | EA | 100
EL3228A2 | United States | USD | COUPLER,LENTON STANDARD,# | 52.52 | EA | 1
561167 | United States | USD | POWER BLOCK SBF2C 400AL | 54.66 | EA | 1
PTC9A9A | United States | USD | MOLD,CABLE,HORZ THRU PARA | 212.91 | EA | 1
549504 | United States | USD | KIT,SUPPORT,BUSBAR,CABS | 38.72 | EA | 1
ECRV101T2U | Europe | USD | GROUND ROD,ASSY,KIT,10FT | 1502.04 | EA | 1
PBC2SM | United States | USD | MOLD,C BOND,4/O RLAY,PAIR | 153.72 | EA | 0
A930U009 | United States | USD | BEARING,RADIAL,BALL,DOUBL | 26.81 | EA | 1
GJC311V | United States | USD | MOLD,CABLE TO GRD ROD,HOR | 212.91 | EA | 1
633400SG01 | United States | USD | GROUND ROD,COPPERBONDED, | 40.73 | EA | 5
NCR312C | United States | USD | MOLD,CABLE TO GRD ROD, | 289.29 | EA | 1
CAF12G40 | United States | USD | BOND,CATH,2/0,CONC,19 STR | 81.21 | EA | 1
550230 | United States | USD | BUSBAR,5 MM,THD,M6,32X5 | 235.53 | EA | 4
534037L3MP | United States | USD | FLEXIBAR,BUSBAR,MTO, | 99999.99 | EA | 30
BXB139J2 | United States | USD | BOX,ONELOOK,ERICO | 3.02 | EA | 0
DQC182Q | United States | USD | MOLD,CABLE TO GRD ROD,HOR | 212.91 | EA | 1
CA45 | Asia | USD | WELD METAL,ALLOY,F33 CATHODIC | 10.6 | EA | 100
B117B53 | United States | USD | DISK,STL,1 INCH,53 PCS | 0.04 | EA | 0
503530 | Asia | USD | FLAT BRAID FTCB 20-16 | 6.96 | MT | 150
GYE189F | United States | USD | MOLD,CABLE TO GRD ROD,VER | 596.26 | EA | 1
RBF150 | United States | USD | MATERIAL,FILLER,REBAR FER | 65.15 | EA | 1
CAS09F | United States | USD | SLEEVE,CU,.328 ID X .390 | 1.05 | EA | 25
VFC1LV3.50 | United States | USD | MOLD,CABLE TO VERT STL,VE | 212.91 | EA | 1
553380 | United States | USD | CLAMP,FLEXIBAR,REINFORCED | 134.03 | EA | 1
LACY5CAJ | United States | USD | MOLD,CABLE TO BUS/LUG,HOR | 212.91 | EA | 1
T384 | United States | USD | SEALANT,RTV,#76360 W/7633 | 99.23 | EA | 0
LPC48034SH | United States | USD | FASTENER,CU,BARE POINT, | 65.73 | EA | 1
553405 | United States | USD | CONNECTOR,BUS BAR,CABLE | 1.94 | EA | 15
548480 | Asia | USD | ISO TP 35M8 | 3.06 | EA | 25
CAB1331L | United States | USD | SLEEVE,CU,.170 ID X .232 | 0.96 | EA | 100
LPA242ST | Asia | USD | POINT,AL,BLUNT,5/8 X 12IN | 10.57 | EA | 1
561540 | United States | USD | SUPPORT,BUSBAR,UBS 3/10 | 368.93 | EA | 1
MBA11 | United States | USD | MOLD,BLANK,3 X 3 X 6 IN,S | 158.19 | EA | 1
PCCY2W3 | Europe | USD | MOLD PCCY2W3 | 212.91 | EA | 1
534010LAM13 | United States | USD | FLEXIBAR,ADV,2X20X1MM,LAM | 107.35 | EA | 10
CA32XF19 | United States | USD | WELD METAL,ALLOY,XF19 CAT | 8.08 | EA | 20
RBT1091 | United States | USD | SPLICE,KIT,#10 CADWELD T- | 186.34 | EA | 1
VBC2QV1.50 | United States | USD | MOLD,CABLE TO VERT STL,VE | 212.91 | EA | 1
NDR142G | United States | USD | MOLD,CABLE TO GRD ROD,HOR | 289.29 | EA | 1
SBK353 | United States | USD | KIT,RAIL,BOOTLEG,3 WIRE | 80.45 | EA | 5
LK314A | United States | USD | GROMMET,RUBBER,#14 FORM M | 29.59 | EA | 1
EGBA14215JJ | United States | USD | BAR ASSY,GRD BUS,1/4X2X15 | 123 | EA | 1
LPC532 | Europe | USD | PLATE,CU,CAST,BONDING | 45.04 | EA | 1
EL57TP9ES | United States | USD | COUPLER,LENTON POSITION,# | 272.04 | EA | 1
RRC522Q | United States | USD | MOLD,CABLE TO REBAR,HORZ | 212.91 | EA | 1
MBA22 | United States | USD | MOLD,BLANK,3 X 3 X 7 1/2 | 182.35 | EA | 1
RBT69101H | United States | USD | SPLICE,KIT,#6/#9 CADWELD | 242.73 | EA | 1
PB16CGEG001RHM | United States | USD | MOLD,BUS TO HORZ STL,TAP | 208.86 | EA | 1
551181 | United States | USD | SUPPORT,BUSBAR,CBS-B 1/10 | 94.66 | EA | 1
B104EKOL | United States | USD | LUG,CU,1/4 X 3 W/4-9/16 H | 95.15 | EA | 5
TSF6A24V | United States | USD | FILTER, SURGE, 1PH, 24VAC | 326.1 | EA | 1
RDH562QW | United States | USD | MOLD,CABLE TO REBAR,HORZ | 413.37 | EA | 1
542120 | United States | USD | INSULATOR,BUSBAR,ISO TP | 22.64 | EA | 10
SBM456F | United States | USD | PARTS,BOND MOLD,3/16 XS T | 140.97 | EA | 1
EL25SA | United States | USD | COUPLER,LENTON,SA,#8 | 32.76 | EA | 1
534007EA02 | United States | USD | FLEXIBAR,ADV,4X15.5X0.8MM | 126.33 | EA | 10
534026AMX13 | United States | USD | FLEXIBAR,ADV,5X32X1,AMX | 94.16 | EA | 10
EGBA12224NN | United States | USD | BAR,GRD BUS,1/2 X 2 X 24 | 402 | EA | 1
534031 | Asia | USD | FLEX ADV2MTC 3X40X1 | 168.97 | EA | 2
EAKEAMEAM | Europe | USD | MOLD,4X50MM BUS TO 4X50MM | 966.13 | EA | 1
SBA258A1 | United States | USD | CLIP,RETAINER,TRACK CIRCU | 11.69 | EA | 25
GRC18Y1 | Europe | USD | MOLD GRC18Y1 | 212.91 | EA | 1
TDS150M277 | Asia | USD | TDS, 1 PH, 50KA, 277V, MODULE | 120.82 | EA | 1
LPA31858 | United States | USD | BASE,AL,SIDE MOUNT,5/8IN | 25.63 | EA | 1
PTC2QS7 | United States | USD | MOLD,CABLE,HORZ THRU PARA | 212.91 | EA | 1
EL12D6X5M | United States | USD | LENTON TERMINATOR,W/MALE, | 48.06 | EA | 1
K8R10 | United States | USD | K8, RETAIL 10 PACK | 7.02 | EA | 10
534407 | United States | USD | IBSB ADV 50-230-8-10 | 15.82 | EA | 10
EGBA14296NN | United States | USD | BAR ASSY,GRD BUS,1/4X2X96 | 708 | EA | 1
CAVST1GB | Europe | USD | MOLD,CABLE TO VERT STL,45 | 207.39 | EA | 0.5
ML310 | United States | USD | PUMP,HYDRAULIC,ENERPAC,HE | 11042.64 | EA | 1
XB32Q2G | United States | USD | MOLD,CABLE,HORZ X LAPPED | 466.79 | EA | 1
534039ABB02 | United States | USD | FLEXIBAR,ADV,5X50X1,ABB | 91.18 | EA | 10
RDH542Q | United States | USD | MOLD,CABLE TO REBAR,HORZ | 373.05 | EA | 1
GTC18Y9 | Europe | USD | MOLD GTC18Y9 | 212.91 | EA | 1
FLXPLAM0087 | Asia | USD | 718-A57242-001 | 340.79 | EA | 1
B540A14622A | United States | USD | COVER,BUSBAR,1/4X6X22,CLR | 67.82 | EA | 1
XLPB13STS7LH | United States | USD | MOLD,CABLE TO RAIL,HORZ T | 715.08 | EA | 1
TAC1Y2Q | United States | USD | MOLD,CABLE,HORZ TEE | 212.91 | EA | 1
GQR182V | United States | USD | MOLD,CABLE TO GRD ROD,VER | 289.29 | EA | 1
ESB1/0 | Asia | USD | CONNECTOR,SPLIT BOLT,SIL | 8.4 | EA | 50
CD2.5B | Asia | USD | CLAMP,CONDUIT,1 1/4 EMT | 136.67 | EA | 600
EL20C3J | United States | USD | COUPLER,LENTON HALF,#6,J | 33.99 | EA | 1
ALUM6M | United States | USD | MAST,SUPPORT,6M ALUMINUM | 757.89 | EA | 1
LAC2QEEW | United States | USD | MOLD,CABLE TO BUS/LUG,HOR | 233.07 | EA | 1
683400S | United States | USD | ROD,GROUND,304SS,3/4 IN X | 314.96 | EA | 0
534010HDQ03 | United States | USD | FLEXIBAR,ADV,2X20X1MM,HDQ | 45.69 | EA | 1
ISOADINTCPT | United States | USD | ADAPTER,INTERCEPTOR,DOWNC | 108.42 | EA | 1
LJCFALY6 | United States | USD | MOLD,CABLE TO BUS/LUG,HOR | 212.91 | EA | 1
BWDPAM | Europe | USD | MOLD BWDPAM | 451.38 | EA | 1
ERICORE024T | United States | USD | DOWNCONDUCTOR,LIGHTNING, | 4793.99 | EA | 1
TAC1T1L | United States | USD | MOLD,CABLE,HORZ TEE | 212.91 | EA | 1
TAC3Q2GW | United States | USD | MOLD,CABLE,HORZ TEE | 273.39 | EA | 1
GTD18V1 | United States | USD | MOLD,CABLE TO GRD ROD,VER | 451.38 | EA | 1
PB71DS3SJK | United States | USD | MOLD,CABLE TO UC LUG,HORZ | 516.29 | EA | 1
EL22PPPN | United States | USD | PLUG,PARALLEL,LENTON | 0.95 | EA | 100
B277A3 | United States | USD | FRAME,ASSY,FOR SPLIT T MO | 50.01 | EA | 0
HDC12 | United States | USD | CLAMP,GRD ROD,STL BRZ,HD | 5.82 | EA | 50
A130G | United States | USD | TUBING,HEAT SHRINK,#8 TO | 8.1 | EA | 0
LPC205B | Asia | USD | POINT,CU,BARE,3/8IN X 24IN | 32.49 | EA | 1
HDVSC3Q | United States | USD | MOLD,CABLE TO VERT STL,45 | 212.91 | EA | 1
PTC2Q2L | United States | USD | MOLD,CABLE,HORZ THRU PARA | 212.91 | EA | 1
PTD3Q3H | United States | USD | MOLD,CABLE, HORZ THRU PAR | 451.38 | EA | 1
RRC528D | United States | USD | MOLD,CABLE TO REBAR,HORZ | 212.91 | EA | 1
PVT1750SM | United States | USD | PV T1 MODULE, 750VDC, | 66.32 | EA | 1
LPC622A | United States | USD | CONNECTOR,CU,CABLE,THRU | 90.44 | EA | 1
TAC9G9F | United States | USD | MOLD,CABLE,HORZ TEE | 212.91 | EA | 1
RDM532C | United States | USD | MOLD,CABLE TO REBAR,HORZ | 649.88 | EA | 1
ESBP1/0 | Europe | USD | CONNECTOR,SPLIT BOLT,DUAL | 8.38 | EA | 50
TDX200M277/480 | United States | USD | PROTECTOR,SURGE,TDX200M,3 | 2245.44 | EA | 1
A928Q003 | United States | USD | NUT,THRD INSERT,NEO WELL- | 4.37 | EA | 1
534059ABB01 | United States | USD | FLEXIBAR,ADV,12X100X1,ABB | 497 | EA | 1
LC22B12D | United States | USD | SLEEVE,B12 SERIES,22MM, | 93.37 | EA | 1
569203 | United States | USD | DISTRIB. BLOCK UD9C630AL | 69.1 | EA | 1
TAC2G1L | United States | USD | MOLD,CABLE,HORZ TEE | 212.91 | EA | 1
VNC9DLH1.50 | United States | USD | MOLD,CABLE TO VERT STL,HO | 212.91 | EA | 1
EL25A22 | United States | USD | COUPLER,LENTON,STANDARD, | 39.74 | EA | 1
RBT79101 | United States | USD | SPLICE,KIT,#7/#9 CADWELD | 181.28 | EA | 1
HSC9T | United States | USD | MOLD,CABLE TO HORZ STL,HO | 212.91 | EA | 1
LK9GV | United States | USD | COUPLER,LENTON INTERLOK, | 96.45 | EA | 1
LPC436LG | United States | USD | BASE,CU,BARE,CIRCUIT & | 273.27 | EA | 1
GRC16S6 | United States | USD | MOLD,CABLE TO GRD ROD,VER | 212.91 | EA | 1
HSCT2 | United States | USD | MOLD,CABLE TO HORZ STL,HO | 212.91 | EA | 1
EL2016P14L | United States | USD | COUPLER,LENTON,P14L,ASSY | 100.01 | EA | 1
ERICOREAD15MM | Asia | USD | ADAPTER,CABLE,ERICORE,15 MM AIR TERMINAL | 165.87 | EA | 1
LPC123500 | United States | USD | CABLE,CU,SMOOTH WEAVE,36 | 6.84 | FT | 500
TDX50C277/480 | Asia | USD | PROTECTOR,SURGE,277/480V 4W+G,50KA/PH | 637.22 | EA | 30
B540A14414B | United States | USD | COVER,BUSBAR,1/4X4X14,CLR | 56.28 | EA | 0
TAC1V1V | Europe | USD | MOLD TAC1V1V | 212.91 | EA | 1
LU36PT15D | United States | USD | LENTON ULTIMATE,POSITION, | 54.47 | EA | 1
GYE33SF | United States | USD | MOLD,CABLE TO GRD ROD,VER | 596.26 | EA | 1
LKREG2G | United States | USD | MOLD,CABLE TO BUS/LUG,VER | 289.29 | EA | 1
A811K20F100 | United States | USD | STRIP,CU,20GA X 6 IN,100 | 1512.68 | EA | 1
534055TSL01 | United States | USD | FLEXIBAR,ADV,5X100X1, TSL | 326.32 | EA | 10
NDR161V | United States | USD | MOLD,CABLE TO GRD ROD,HOR | 289.29 | EA | 1
534029UTC02 | United States | USD | FLEXIBAR,ADV,10X32X1MM, | 257.51 | EA | 5
L160VG | United States | USD | FRAME,ASSY,L160,CHAIN SUP | 309.99 | EA | 1
LEC2VPAM | United States | USD | MOLD,CABLE TO BUS/LUG,HOR | 212.91 | EA | 1
MBSPD180PCBNA | United States | USD | METER,BASE,SPD,PCB,120/24 | 166.85 | EA | 1
EL25A12 | United States | USD | COUPLER,LENTON,A12,#8 | 39.21 | EA | 1
EDT235010R | United States | USD | ENHANCED TYPE 2, 350V, 10 | 78.41 | EA | 1
GNR182C | United States | USD | MOLD,CABLE TO GRD ROD,VER | 289.29 | EA | 1
LECT6HAN | United States | USD | MOLD,CABLE TO BUS/LUG,HOR | 212.91 | EA | 1
LPLC435SH | United States | USD | BASE,CU,CIRCUIT,LEAD | 302.62 | EA | 1
CA45XF19 | Asia | USD | WELD METAL,ALLOY,XF19,CAT | 11.08 | EA | 20
LPC513L | Europe | USD | SPLICE,CU,CABLE,STRAIGHT | 76 | EA | 1
TACY8Y6 | Europe | USD | MOLD TACY8Y6 | 212.91 | EA | 1
EGBA14206NNT | United States | USD | BUSBAR,GRD,CU,1/4X2X6X | 72 | EA | 1
SBS24884 | United States | USD | BOND,JOINT HEAD,3/16X9 3/ | 8.43 | EA | 100
SVR2V2Q | United States | USD | MOLD,CABLE,VERT SPLICE | 289.29 | EA | 1
UTB5DP | United States | USD | PROTECTOR,SURGE,UTB,2PAIR | 204.88 | EA | 1
555233_B | United States | USD | MBJ 16-1930-6 | 12.67 | EA | 1
LK1110 | United States | USD | COUPLER,LENTON INTERLOK,# | 106.32 | EA | 1
VFC1TV5C | United States | USD | MOLD,CABLE TO VERT STL,VE | 212.91 | EA | 1
PBHVT2016A115M | United States | USD | MOLD,STUD,TO WEB OF RAIL | 133.46 | EA | 1
681300 | United States | USD | ROD,GRD,SS304,1/2 FULL | 227.16 | EA | 0
LPC30958 | Europe | USD | BASE,CU,POINT,5/8IN, | 49.72 | EA | 1
GTC188C | Europe | USD | MOLD GTC188C | 212.91 | EA | 1
S429F3N16 | United States | USD | SLEEVE,CU,FLARED,450 RLAY | 4.14 | EA | 100
SBD12 | United States | USD | DIE,HAMMER,8 CONC | 130.72 | EA | 1
EL38D6 | United States | USD | COUPLER,LENTON TERMINATOR | 32.37 | EA | 1
GYJ333Q | United States | USD | MOLD,CABLE TO GRD ROD,VER | 882.44 | EA | 1
561780 | United States | USD | METAL SPACER M6 X 30 | 1.11 | EA | 25
561690 | United States | USD | METAL SPACER M5 X 30 | 1.06 | EA | 50
534028STK01 | United States | USD | FLEXIBAR,ADV,8X32X1MM,STK | 204.88 | EA | 10
613440 | United States | USD | ROD,GRD,3/4X4,CU BONDED, | 31.31 | EA | 5
DT148040R | Europe | USD | DIVERTER,TYPE 1, 480V, 40 | 434.35 | EA | 1
MBA84 | United States | USD | MOLD,BLANK,4565 C PRICE | 165.53 | EA | 1
GPECNED014 | United States | USD | ELECTRODE,GRD PLATE,1/4 X | 84.94 | EA | 1
TAC1K1T | United States | USD | MOLD,CABLE,HORZ TEE | 212.91 | EA | 1
HDGRC182GW | United States | USD | MOLD,CABLE TO GRD ROD,VER | 253.23 | EA | 1
B103JK005 | United States | USD | LUG,CU,1/2 X 3 W/2-9/16 H | 115.31 | EA | 1
EL36C3SWN | United States | USD | COUPLER,LENTON,SPECIAL | 94.45 | EA | 1
MBMAST4M | United States | USD | MAST,ASSY,BASE & 4M ALUM | 836.15 | EA | 1
615860CNELEP | United States | USD | GR ROD,NOM5/8INX6FT,NOM | 30.97 | EA | 1
CC5A05CBF500 | United States | USD | CABLE,COMP,THFT DET CUBON | 4.86 | FT | 500
568611 | United States | USD | BUSBAR,BRASS,NEUTRAL,EB12 | 9.71 | EA | 200
LPC103IN0067.0 | United States | USD | CABLE,CU,SMOOTH WEAVE, | 2506.67 | EA | 1
BBCFAL | United States | USD | MOLD,BUS BAR,HORZ SPLICE | 212.91 | EA | 1
534429 | Asia | USD | IBSB ADV 120-330-10 | 44.41 | EA | 2
631360 | United States | USD | ROD,GRD,1/2X6,SEC,CU BOND | 29.55 | EA | 5
VNC1HLH | United States | USD | MOLD,CABLE TO VERT STL,HO | 212.91 | EA | 1
534026L3MP | United States | USD | FLEXIBAR,BUSBAR,MTO, | 99999.99 | EA | 2
LPC222B | Asia | USD | BARE COPPER POINT | 26.5 | EA | 1
510180 | United States | USD | BRAID,CU,TINNED,25 M LG,5 | 13.53 | MR | 1
PTCT1T1 | United States | USD | MOLD,CABLE, HORZ THRU PAR | 212.91 | EA | 1
CAVST1V | United States | USD | MOLD,CABLE TO VERT STL,45 | 207.39 | EA | 1
534436 | Asia | USD | IBSB ADV 185-430-10-12 | 75.82 | EA | 2
A927F024 | United States | USD | SCREW,HEX HEAD CAP,5/16-1 | 0.19 | EA | 0
MBB32 | United States | USD | BLANK,MOLD,Q PRICE 250300 | 226.22 | EA | 1
LPC66518NCBI | United States | USD | CONNECTION,THRU,ROOF,W/PV | 147.98 | EA | 1
DT255010R | United States | USD | TYPE 2, 550V, 1 0 | 84.87 | EA | 1
563360 | United States | USD | BRAID,TINNED,200X28X2.5MM | 10.8 | EA | 10
B102EEOL | United States | USD | LUG,CU,1/4 X 1 W/2-9/16 H | 30.41 | EA | 10
LPC620A | United States | USD | CONNECTOR,CU,UNIV. THRU | 82.3 | EA | 1
561820 | United States | USD | METAL SPACER M6 X 70 | 1.98 | EA | 25
B2516BRH | United States | USD | HINGE ASSY,HOLDER, | 26.44 | EA | 1
JD07 | United States | USD | DIE,HAMMER,250 RLAY | 383.16 | EA | 0
LPC312L12 | United States | USD | BASE,STRAP,TERMINAL,AIR | 73.94 | EA | 1
RBVC23010F | United States | USD | BASIN,POURING,#11 VERT SI | 1139.37 | EA | 1
562125 | United States | USD | IBST 50-388-10 | 12.11 | EA | 10
HTC2C4 | United States | USD | MOLD,CABLE TO HORZ STL,HO | 212.91 | EA | 1
SLK15L10 | Asia | USD | SLK2 WITH HOOK, 1.5MM WIRE 10M LONG | 2042.34 | EA | 100
RBT10911HA | United States | USD | SLEEVE,CADWELD,#10 -1 T | 109.01 | EA | 1
549640 | United States | USD | BUSBAR,CU,PCB 100X5MM,2M | 727.2 | EA | 2
GPECEBK0242G072 | United States | USD | ELECTRODE,GRD PLATE,1/4X2 | 515.07 | EA | 1
RBT89101 | United States | USD | SPLICE,KIT,#8/#9 CADWELD | 179.75 | EA | 1
LPA55312 | Asia | USD | TERMINAL BONDING LUG,ALUM,1/2 HOLE | 16.46 | EA | 1
563440 | Asia | USD | EARTH BRAID MBJ 50-200-12 | 11.8 | EA | 10
LPA31558 | United States | USD | BASE,AL,STRAP 5/8IN POINT | 47.6 | EA | 1
FLXPLAM0046 | Asia | USD | 718-A58296-001 | 311.35 | EA | 1
SES40FP | United States | USD | SES40 FLUSH MOUNTING KIT | 77.2 | EA | 1
EL25S13 | United States | USD | COUPLER,LENTON,STRAIGHT | 44.13 | EA | 1
EGBD14224BB | Europe | USD | BAR,GRD BUS,1/4 X 2 X 24 | 178 | EA | 1
MS/MISC | United States | USD | QUICK SALE | 2.86 | EA | 0
A927J036 | United States | USD | SCREW,MACHINE,10-24X3/8,S | 0.3 | EA | 0
EL43T36A2N | United States | USD | COUPLER,LENTON,TRANSITION | 65.66 | EA | 1
LPC55314 | United States | USD | BASE,STAMPED,AND CAP ASSE | 27.87 | EA | 1
558102ADV | United States | USD | IBSB ADV 120-130-10 | 21.88 | EA | 250
534050 | Asia | USD | FLEX ADV2MTC 5X80X1 | 596.45 | EA | 1
LJCPALY6 | United States | USD | MOLD,CABLE TO BUS/LUG,HOR | 212.91 | EA | 1
RCPY3M | United States | USD | MOLD,CABLE TO REBAR,VERT | 234 | EA | 1
EPDEM | United States | USD | MOLD,BUS BAR,VERT ELL TAP | 451.38 | EA | 1
LPC232BST | United States | USD | POINT,CU,5/8X12IN,1/2THR | 19.81 | EA | 1
563448 | United States | USD | BRAID,CU,70MM2,BLK | 5.51 | EA | 50
NCR312Q | United States | USD | MOLD,CABLE TO GRD ROD, | 289.29 | EA | 1
508105 | Asia | USD | FleXbus Sup. Kit Flat 3P, 87.5 x 113 | 91.81 | EA | 1
CAS03F | United States | USD | SLEEVE,CU,.455 ID X .517 | 2.31 | EA | 25
EGBA14414MM | United States | USD | BUSBAR,GRD,CU,1/4X4X14,MM | 172 | EA | 1
VFR3D | United States | USD | MOLD,CABLE TO VERT STL,VE | 289.29 | EA | 1
SB04HX10002 | United States | USD | MOLD,STUD TO HORZ STL | 89.05 | EA | 1
TSF240MTDS | Asia | USD | MODULE, SURGE, TSF, 240V, REPLACEMENT | 133.17 | EA | 0
SSC3Q9F | United States | USD | MOLD,CABLE,HORZ SPLICE | 212.91 | EA | 1
CAVST1K | United States | USD | MOLD,CABLE TO VERT STL,45 | 207.39 | EA | 1
LU43TMT12D | United States | USD | LENTON ULTIMATE,MALE, | 37.43 | EA | 1
534058GE05 | United States | USD | FLEXIBAR,ADV,10X100X1,GE | 1717.78 | EA | 1
CSBQIKCL0100EG | Asia | USD | 1" QUICK GRIP LATERAL SWAY BRACE EG | 2778.7 | EA | 0
508143 | United States | USD | BOOT, FLEXBUS, | 240.19 | EA | 1
S429F3S20 | United States | USD | SLEEVE,CU,FLARED,500 RLAY | 7.31 | EA | 25
EGBA14442CB | United States | USD | BAR,GRD BUS,1/4 X 4 X 42 | 489 | EA | 1
EL22SAEDCF | United States | USD | COUPLER,LENTON,#7,EPOXY, | 38.62 | EA | 1
RRC532P | United States | USD | MOLD,CABLE TO REBAR,HORZ | 212.91 | EA | 1
EBCCALCAL | Europe | USD | MOLD EBCCALCAL | 212.91 | EA | 1
549507 | United States | USD | KIT,SUPPORT,BUSBAR,CABS | 47.07 | EA | 1
ZEA104 | Asia | USD | CADDY, RECT PLATE 4 HOLES | 922.3 | EA | 100
LPC809 | United States | USD | HOLDER,CU,CABLE,CAST | 27.52 | EA | 1
RB45SC23075RHJ | United States | USD | BASIN,POURING,#14 45 DEG | 854.52 | EA | 1
CWP12SHE | United States | USD | CLAMP,WATER PIPE,BRZ,W/CU | 11.29 | EA | 0
EGBA14212BD | United States | USD | BAR,GRD BUS,1/4 X 2 X 12 | 102 | EA | 1
GYE182QM | United States | USD | MOLD,CABLE TO GRD ROD,VER | 431.58 | EA | 1
LPA5963 | Asia | USD | PIPE BOND,ALUMINUM,2.75"~3.625" O.D. | 49.2 | EA | 1
GT1162C | United States | USD | ONE-SHOT,CABLE TO GRD ROD | 25.98 | EA | 6
FJ2Q240 | United States | USD | JUMPER,SWAGED,4/0 CONC | 539.22 | EA | 1
C105C | United States | USD | FIXTURE ASSY,CLAMP,WEB OF | 234.4 | EA | 0
534008DS21 | United States | USD | FLEXIBAR,ADV,6X15.5X0.8MM | 104.19 | EA | 5
K170 | United States | USD | PACKAGE, | 693.79 | EA | 1
B122CEB | United States | USD | LUG,CU,1/8 X 1,TYPE GL,BL | 17.16 | EA | 0
GRT161LM | United States | USD | MOLD,CABLE TO GRD ROD,VER | 139.13 | EA | 1
178530 | Asia | USD | CADDY, 4H58CT P4 (METAL CT) | 423.58 | EA | 0
EL2820P9 | United States | USD | COUPLER,LENTON POSITION,# | 114.85 | EA | 1
KA103 | United States | USD | LUG,CU, 3X25X50MM,1 HOLE | 22.56 | EA | 10
PTC2V9G | United States | USD | MOLD,CABLE, HORZ THRU PAR | 212.91 | EA | 1
815850 | United States | USD | GROUND ROD,GALV,POINTED, | 23.79 | EA | 5
RTC531H | United States | USD | MOLD,CABLE TO REBAR,HORZ | 212.91 | EA | 1
LK86 | United States | USD | COUPLER,LENTON INTERLOK, | 71.97 | EA | 1
548580 | United States | USD | INSULATOR,BUSBAR,ISO TP | 6.1 | EA | 25
A927P038 | United States | USD | POWERS FASTENERS TAPPER+ | 0.41 | EA | 100
S429F4T20 | United States | USD | SLEEVE,CU,FLARED,1325/24 | 5.55 | EA | 25
FLXPLAM0091 | United States | USD | FLEXIBAR,ADV,2X15.5X0.8MM | 434.31 | EA | 1
EGBA14434DD | United States | USD | BAR,GRD BUS,1/4 X 4 X 34 | 392 | EA | 0
HDHSC1V | United States | USD | MOLD,CABLE TO HORZ STL,HO | 212.91 | EA | 1
LJCDG1T | United States | USD | MOLD,CABLE TO BUS/LUG,HOR | 212.91 | EA | 1
GRT311L | United States | USD | MOLD,CABLE TO GRD ROD,VER | 207.39 | EA | 1
1250PLUSF20 | United States | USD | CADWELD PLUS,WELD METAL, | 201.35 | EA | 5
568673 | United States | USD | EARTHING & NEUTRAL BUSBAR | 127.94 | EA | 5
PBCT92S | United States | USD | WELDER,BOND,4/0,TY T9 PAI | 628.05 | EA | 1
534040ERM02 | United States | USD | FLEXIBAR,ADV,6X50X1MM,ERM | 219.18 | EA | 1
B1622Q | United States | USD | PLATE,GRD,2 HOLE,4/0 CONC | 50.86 | EA | 5
553490 | Asia | USD | CONNECTOR CLIP M6 12X5 ZB | 1.86 | EA | 0
TACT3Y4 | United States | USD | MOLD,CABLE,HORZ TEE | 212.91 | EA | 1
NDR312G | United States | USD | MOLD,CABLE TO GRD ROD,HOR | 289.29 | EA | 1
PBCT82W13 | United States | USD | WELDER,BOND,250KCM 13 LON | 372.18 | EA | 1
VBC2LV21C | United States | USD | MOLD,CABLE TO VERT STL,VE | 212.91 | EA | 1
XBM2G2G | United States | USD | MOLD,CABLE,HORZ X LAPPED | 649.88 | EA | 1
VGC2G1.50 | United States | USD | MOLD,CABLE TO VERT STL,HO | 212.91 | EA | 1
RBB1892B | United States | USD | MATERIAL,FILLER,GROUP | 103.55 | EA | 1
5578500160 | United States | USD | RAIL,DIN,CUT,INTO 160 MM | 3.54 | EA | 0
RBWS1499D | United States | USD | BASIN,POURING,#9 STANDARD | 352.64 | EA | 1
534053RW12 | United States | USD | FLEXIBAR,ADV,10X80X1,RW | 318.53 | EA | 10
GTD184Y | United States | USD | MOLD,CABLE TO GRD ROD,VER | 451.38 | EA | 1
TACY8Y7 | Europe | USD | MOLD TACY8Y7 | 212.91 | EA | 1
ECB14396 | United States | USD | BUSBAR,GRD,CU,1/4X3X96IN, | 382.48 | EA | 1
PBC62W2430 | United States | USD | BOND,DOUBLE STUB END C,25 | 101.85 | EA | 25
534010HDQ13 | United States | USD | FLEXIBAR,ADV,2X20X1MM,HDQ | 50.05 | EA | 1
EGBA14414KK | United States | USD | BAR ASSY,GRD BUS,1/4X4X14 | 172 | EA | 1
553470 | United States | USD | BUSBAR,CONNECTOR,12X4 OR5 | 1.65 | EA | 20
CAGRP141V | United States | USD | MOLD,CABLE TO GRD ROD,VER | 233.95 | EA | 1
ERICORE098T | United States | USD | DOWNCONDUCTOR,LIGHTNING, | 14116.768 | EA | 1
RRH54Y6 | United States | USD | MOLD,CABLE TO REBAR,HORZ | 373.05 | EA | 1
SCB10002APLUS | United States | USD | WELD METAL,F80 PLUS, | 92.89 | EA | 1
ECRH102Q10D | United States | USD | GROUND ROD,ASSY,KIT 10FT, | 1995.77 | EA | 1
RRH562QM | United States | USD | MOLD,CABLE TO REBAR,HORZ | 284.59 | EA | 1
561570 | United States | USD | METAL SPACER M4 X 15 | 0.51 | EA | 100
GEM25ABKT | Europe | USD | GROUNDING ENHANCEMENT MAT | 64.59 | EA | 1
ERICORE019T | United States | USD | DOWNCONDUCTOR,LIGHTNING, | 3752.83 | EA | 1
LPC604 | United States | USD | POINT,CU,CONCEALED,1/2IN | 134.9 | EA | 1
B117B50 | Europe | USD | DISK,STL,1 INCH,50 PIECES | 0.19 | EA | 50
563321B | United States | USD | BRAID,CU,16MM2,BLK,MBJ 16 | 4.69 | EA | 1
553050 | Asia | USD | BUSBAR CLAMP FC 80X24 ZB | 12.91 | EA | 3
65PLUSF20 | Asia | USD | CADWELD PLUS,#65,F20,DARK GREEN | 12.72 | EA | 100
TAD4Y3Q | United States | USD | MOLD,CABLE,HORZ TEE | 451.38 | EA | 1
SB22126 | United States | USD | SHAFT,FLEXIBLE,6 FOOT | 330.97 | EA | 1
CC5A40CB | Europe | USD | CABLE,COMP,THFT DET, CU B | 3642.32 | EA | 1
549270 | United States | USD | BAR SUP CABS 2/10TN 600 | 130.6 | EA | 1
SBK350N | United States | USD | KIT,GRND,PTC TOWER,100FT | 245.22 | EA | 1
GR1162G | United States | USD | ONE-SHOT,CABLE TO GRD ROD | 24.13 | EA | 6
A239DC2S242C4LH | United States | USD | CLAMP,FENCE,4/0 FLEX 24LG | 299.3 | EA | 1
B548A60 | United States | USD | MOUNTING,KIT,1/8X3-4W BAR | 9.92 | EA | 1
RJC531Y | United States | USD | MOLD,CABLE TO REBAR,VERT | 212.91 | EA | 1
553090 | Asia | USD | BMS CU/AL 500X500 | 492.35 | EA | 2
554450 | United States | USD | POLY,SLEEVE,100 M,GREY, | 1.19 | MR | 1
EGBA14410GG | United States | USD | BAR,GRD BUS,1/4 X 4 X 10, | 128 | EA | 1
VFRY5 | Europe | USD | MOLD VFRY5 | 289.29 | EA | 1
RCE552L | United States | USD | MOLD,CABLE TO REBAR,VERT | 596.26 | EA | 1
ALUM4M | United States | USD | MAST,SUPPORT,4M ALUMINUM | 458.33 | EA | 1
MBB43 | United States | USD | MOLD,BLANK,C PRICE 250300 | 202.85 | EA | 1
MBD09 | United States | USD | MOLD,BLANK,600/750 V PRIC | 451.38 | EA | 1
ELIPG44200 | United States | USD | LENTON,ISO PLUG GAGE | 496.76 | EA | 1
815880I | United States | USD | GR ROD,GALV,POINTED,.625 | 26.16 | EA | 6400
561162 | United States | USD | POWER BLOCK SB 160AL | 14.76 | EA | 1
534037TR04 | United States | USD | FLEXIBAR,ADV,3X50X1,TR | 103.48 | EA | 1
534048RW20 | United States | USD | FLEXIBAR,ADV,10X63X1MM,RW | 178.47 | EA | 1
A140WT | United States | USD | CONNECTOR,TEMP,3/16 TRACK | 45.76 | EA | 4
SB41RR561A | United States | USD | MOLD,CABLE TO REBAR,HORZ | 82.54 | EA | 1
RBW34654C | United States | USD | CHAIN,ASSY,#41 19IN LG CR | 60.25 | EA | 1
DT230020R | Asia | USD | TYPE 2, 300V, 2 0 | 178.26 | EA | 0
RBW7398V | United States | USD | INSTALLATION KIT,EQUIP,#8 | 1536.46 | EA | 1
LPA827 | United States | USD | STRAP,AL,TILE ROOF CAP | 10.75 | EA | 1
548690 | Asia | USD | INSULA000003 | 23.87 | EA | 10
EL16CIPS | United States | USD | PROTECTOR,THREAD,INTERNAL | 0.19 | EA | 1
PTCY2Y2 | United States | USD | MOLD,CABLE,HORZ THRU PARA | 212.91 | EA | 1
435815 | Europe | USD | GROUND ROD LM4 S15M58, | 21.84 | EA | 0
LPC682 | United States | USD | PLATE,CU,CAST GROUND | 344.96 | EA | 1
VFC1Y | United States | USD | MOLD,CABLE TO VERT STL,VE | 212.91 | EA | 1
TACT1T2 | Europe | USD | MOLD TACT1T2 | 212.91 | EA | 1
FC076 | Asia | USD | CLAMP,FENCE,3 IPS,#4 SOL 2/0 STR,TINNED | 56.57 | EA | 1
IH1324A | Europe | USD | ENCLOSURE,INSPECTION,W/CO | 685.15 | EA | 1
MBA13 | United States | USD | MOLD,BLANK,90115 C PRICE | 148.69 | EA | 1
VSC1HV2 | United States | USD | MOLD,CABLE TO VERT STL,45 | 212.91 | EA | 1
TACY3Y1 | United States | USD | MOLD,CABLE,HORZ TEE | 212.91 | EA | 1
GYE181L | United States | USD | MOLD,CABLE TO GRD ROD,VER | 596.26 | EA | 1
534055EA01 | United States | USD | FLEXIBAR,ADV,5X100X1MM,EA | 117050.47 | EA | 1
EGBA12636LL | United States | USD | BUSBAR,GRD,CU,1/2X6X36 LL | 756 | EA | 1
GYE162QW | United States | USD | MOLD,CABLE TO GRD ROD,VER | 656.74 | EA | 1
RTH572Q | United States | USD | MOLD,CABLE TO REBAR,HORZ | 373.05 | EA | 1
XL150 | Europe | USD | WELDMETAL XL150 | 67.32 | EA | 4
IH2600E | United States | USD | ENCLOSURE,INSPECTION,W/CO | 643.54 | EA | 1
LK320A | United States | USD | GROMMET,RUBBER,20MM FORM | 19.44 | EA | 1
EDT2750M | Asia | USD | ENHANCED TYPE 2 MODULE, 750V | 64.35 | EA | 0
CAGRT151L | United States | USD | MOLD,CABLE TO GRD ROD,VER | 207.39 | EA | 1
563621 | United States | USD | BRAID,SHUNT,INSULATED, | 11.62 | EA | 10
534551L3M | United States | USD | FLEXIBAR,ADV,6X45X1MM,3M, | 272.68 | EA | 50
XBM2Q2CW | United States | USD | MOLD,CABLE,HORZ X LAPPED | 730.52 | EA | 1
554386B | United States | USD | BRAID,SS,LUG,50MM2,BULK, | 70.16 | EA | 50
RBHA9740C | United States | USD | BASIN,POURING,#8 HORIZ. T | 570.44 | EA | 1
GYE168C | United States | USD | MOLD,CABLE TO GRD ROD,VER | 596.26 | EA | 1
CAHBA2C12 | United States | USD | MOLD,CABLE,TO HORZ CAST I | 129.72 | EA | 1
EL22CPPSW | United States | USD | LENTON,PLUG,PLASTIC,STEEL | 6.07 | EA | 25
PTDY9Y0 | United States | USD | MOLD,CABLE,HORZ THRU PARA | 451.38 | EA | 1
HVC14CU | United States | USD | MOLD,STUD TO VERT STL | 212.91 | EA | 1
EL28SASA2800 | United States | USD | COUPLER,LENTON,SASA,DBL | 131.79 | EA | 1
GYR18Y1 | United States | USD | MOLD,CABLE TO GRD ROD,VER | 289.29 | EA | 1
LPC242 | United States | USD | POINT,CU,5/8IN X 12IN | 58.04 | EA | 1
LJCAG1G | United States | USD | MOLD,CABLE TO BUS/LUG,HOR | 212.91 | EA | 1
A239GC2S242G10L | United States | USD | CLAMP,FENCE,4/0 FLEX,24LG | 302.89 | EA | 1
XACY7Y4 | Europe | USD | MOLD XACY7Y4 | 212.91 | EA | 1
SVR2G | United States | USD | MOLD,CABLE,VERT SPLICE | 289.29 | EA | 1
EL22A2MGWICP | United States | USD | COUPLER,LENTON,#7,GALVANI | 32.84 | EA | 1
LAC9DEE | United States | USD | MOLD,CABLE TO BUS/LUG,HOR | 212.91 | EA | 1
LPA32112 | United States | USD | BASE,AL,STRAIGHT,1/2IN | 24.88 | EA | 1
GYR16Y6 | Europe | USD | MOLD GYR16Y6 | 289.29 | EA | 1
EGBC14124NN | United States | USD | BAR,ASSY,GRD BUS, 1/4 X 1 | 120 | EA | 1
534026SE10 | United States | USD | FLEXIBAR,ADV,5X32X1MM,SE, | 335.63 | EA | 1
534034GE24 | United States | USD | FLEXIBAR,ADV,6X40X1MM,GE, | 255.89 | EA | 10
XBZ3A3A | Europe | USD | MOLD XBZ3A3A | 610.58 | EA | 1
534058GE03B | United States | USD | FLEXIBAR,ADV,10X100X1,GE | 931.87 | EA | 1
A927E099P | United States | USD | SCREW,SET,1/2-13X4,SQ HD, | 6.6 | EA | 0
HDHSD3QREW | United States | USD | MOLD,CABLE TO HORZ STL, | 471.54 | EA | 1
PBK097 | United States | USD | BOND,KIT,RAIL,(1)LUG &(3) | 59.29 | EA | 5
15 | Asia | USD | WELDMETAL, CADWELD ALLOY POWDER | 5.13 | EA | 0
CC5A04 | United States | USD | CABLE,COMPOSITE,7 STRAND | 521.81 | EA | 1
ECRH122Q5U | United States | USD | GROUND ROD,ASSY,KIT,12FT | 2136.74 | EA | 1
RBW346768 | United States | USD | CHAIN,ASSY,#41 22 1/2 IN | 36.39 | EA | 1
CAHBA1L16 | United States | USD | MOLD,CABLE TO HORZ CAST I | 129.72 | EA | 1
PCC8C8C | United States | USD | MOLD,CABLE, HORZ TAP PARA | 212.91 | EA | 1
PBAT13B001 | United States | USD | BOND,ARC WELD JOINT,AT1 3 | 44.17 | EA | 1
568661 | United States | USD | GROUND BUSBAR 60 OUTPUTS | 40.83 | EA | 1
GRC18Y3 | Europe | USD | MOLD GRC18Y3 | 212.91 | EA | 1
LPLC446 | United States | USD | SPLICE,CABLE,CAST,ASSY | 285.24 | EA | 1
285032L3 | United States | USD | KIT,FLEXIBBAR,LAM | 656.544 | EA | 1
LPC37238 | United States | USD | BOLT,U,AIR TERMINAL CASTI | 43.79 | EA | 1
B540C882T | United States | USD | BUSBAR,GRD,CU,3/8X6X31.5, | 370.67 | EA | 1
585225ADV | United States | USD | KIT,FLEXIBAR,ADV,EATON, | 1505.26 | EA | 1
XLB399BS | United States | USD | CLAMP,MINI,EZ-CHANGE,W/SP | 219.57 | EA | 0
B103JK005BLK | United States | USD | LUG,BOND,1/2X3 2 HOLE,TIN | 46.49 | EA | 0
PTC1T1G | United States | USD | MOLD,CABLE, HORZ THRU PAR | 212.91 | EA | 1
LPA55314 | United States | USD | BASE,STAMPED,AND CAP ASSE | 16.41 | EA | 1
B295X51Z55 | United States | USD | LABEL,ADHESIVE,TYPE 2 | 86.03 | EA | 0
561176 | United States | USD | BLOCK,POWER,SBF3C1000AL | 133.27 | EA | 1
561162 | Asia | USD | POWER BLOCK SB 160AL | 14.76 | EA | 1
611380 | Europe | USD | ROD,GRD,1/2X8,CU BONDED | 36.71 | EA | 5
534027HLC02 | United States | USD | FLEXIBAR,ADV,6X32X1MM,HLC | 77.24 | EA | 10
557320IR05 | United States | USD | BRAID,CU,TINNED,70MM2,M10 | 53.96 | EA | 1
ERICORE239T | United States | USD | DOWNCONDUCTOR,LIGHTNING, | 122.36 | EA | 1
PTC1G2Q | United States | USD | MOLD,CABLE,HORZ THRU PARA | 212.91 | EA | 1
549360 | Asia | USD | CABS 3/10 TN MODULE | 78.98 | EA | 1
RHC542V | United States | USD | MOLD,CABLE TO REBAR,HORZ | 212.91 | EA | 1
TAC3A8C | United States | USD | MOLD,CABLE,HORZ TEE | 212.91 | EA | 1
ERICORE464U | United States | USD | DOWNCONDUCTOR,LIGHTNING, | 60871.857 | EA | 1
PTC2G9G | United States | USD | MOLD,CABLE,HORZ THRU PARA | 212.91 | EA | 1
BMCFAKFAK | Europe | USD | MOLD BMCFAKFAK | 212.91 | EA | 1
FLXPLAM0105 | United States | USD | FLEXIBAR,ADV,3X9X0.8MM, | 149.22 | EA | 1
PHR2G1L | United States | USD | MOLD,CABLE,VERT THRU PARA | 289.29 | EA | 1
VVR2QV10W | United States | USD | MOLD,CABLE TO VERT STL,VE | 309.45 | EA | 1
LKT50 | United States | USD | COUPLER,LENTON INTERLOK, | 307.37 | EA | 1
B548A52 | United States | USD | MOUNTING,KIT,1/4-3/8X5-9W | 33.98 | EA | 1
A110AAPLUS | Europe | USD | CADWELD PLUS, SALES | 3798.75 | EA | 1
GYR18T1 | United States | USD | MOLD,CABLE TO GRD ROD,VER | 289.29 | EA | 1
BBCEAL | United States | USD | MOLD,BUS BAR,HORZ SPLICE | 212.91 | EA | 1
XBQ2P2P | United States | USD | MOLD,CABLE,HORZ X LAPPED, | 406.5 | EA | 1
XAC2G2Q | United States | USD | MOLD,CABLE,HORZ X SAME PL | 212.91 | EA | 1
RRC52Y6 | Europe | USD | MOLD RRC52Y6 | 212.91 | EA | 1
RDH551T | United States | USD | MOLD,CABLE TO REBAR,HORZ | 373.05 | EA | 1
PBW32W9WSCWP | United States | USD | BOND KIT,RAIL WEB,STB END | 44.27 | EA | 50
556010 | United States | USD | POLY,SLEEVE,SPIRFLEX,25M, | 1.9 | MR | 1
508060 | United States | USD | BRAID,FLEXIBLE, | 1003.5 | EA | 1
SBTBJ3448B | United States | USD | BOND,JUMPER,3/16 & 1 TAB | 14.99 | EA | 1
GRC222V | United States | USD | MOLD,CABLE TO GRD ROD,VER | 212.91 | EA | 1
ERICORE076T | United States | USD | DOWNCONDUCTOR,LIGHTNING, | 11230.605 | EA | 1
SSPDTT3P480 | Europe | USD | SSPD, TT THREE PHASE, 48 | 604.29 | EA | 1
EGBA14410CC | United States | USD | BAR,GRD BUS,1/4 X 4 X 10 | 128 | EA | 1
508161 | United States | USD | COVER,BOOT, | 240.76 | EA | 1
EL43T36A2 | United States | USD | COUPLER,LENTON STANDARD,# | 80.1 | EA | 1
GLCCEY2 | United States | USD | MOLD,CABLE TO LUG,HORZ SP | 212.91 | EA | 1
615863 | Europe | USD | EARTH ROD,CU BOND,POINTED | 35.54 | EA | 5
LACY7FAM | Europe | USD | MOLD LACY7FAM | 212.91 | EA | 1
TAC2G8N | United States | USD | MOLD,CABLE,HORZ TEE | 212.91 | EA | 1
INTCPTSIIER1 | Asia | USD | ADAPTER, SII TO ER1 MAST | 98.73 | EA | 1
561169 | Asia | USD | POWER BLOCK SBF 630AL | 92.72 | EA | 60
EL32P9J | United States | USD | COUPLER,LENTON POSITION, | 137.96 | EA | 1
ERICORE1000U | United States | USD | DOWNCONDUCTOR,LIGHTNING, | 16501.795 | EA | 1
GNR161T | United States | USD | MOLD,CABLE TO GRD ROD,VER | 289.29 | EA | 1
553200 | United States | USD | CLAMP,BUSBAR,BC,30MM X 30 | 24.1 | EA | 8
555009 | United States | USD | BRAID,TINNED CU,CUSTOM,1. | 44.35 | EA | 1
DT130020R | United States | USD | TYPE 1, 300V, 2 0 | 334.22 | EA | 1
285008L3 | United States | USD | KIT,FLEXIBAR,LAM FUJI 1.6 | 711.299 | EA | 10
CAGTN182G | United States | USD | MOLD,CABLE TO GRD ROD,VER | 261.02 | EA | 1
B30156D | United States | USD | MOLD,COVER,GRAPHITE | 41.32 | EA | 0
568630 | United States | USD | BAR,EARTH,ASSEMBLY,EB168, | 58.06 | EA | 10
BADCM | United States | USD | MOLD,BUS BAR,HORZ SPLICE | 451.38 | EA | 1
BBCPAJ | Europe | USD | MOLD BBCPAJ | 212.91 | EA | 1
PB31TA4T4T | United States | USD | MOLD,CABLE,HORZ TE | 325.89 | EA | 1
LPC103IN0056.0 | United States | USD | CABLE,CU,SMOOTH WEAVE, | 2044.98 | EA | 1
PTC3A2GW | United States | USD | MOLD,CABLE, HORZ THRU PAR | 253.23 | EA | 1
534531 | Asia | USD | IBS ADV 240-1030-12 | 297.69 | EA | 2
DSCL2 | Asia | USD | DINRAIL SURGE COUNTER | 628.46 | EA | 1
GRC18Y7 | United States | USD | MOLD,CABLE TO GRD ROD,VER | 212.91 | EA | 1
PTC1G2G | United States | USD | MOLD,CABLE, HORZ THRU PAR | 212.91 | EA | 1
GRC162GW | United States | USD | MOLD,CABLE TO GRD ROD,VER | 253.23 | EA | 1
NDF312V | United States | USD | MOLD,CABLE TO GRD ROD, | 507.28 | EA | 1
SSPDTT3P480 | United States | USD | SSPD, TT THREE PHASE, | 604.29 | EA | 1
VFC1T002V3C | United States | USD | MOLD,CABLE TO VERT STL,VE | 212.91 | EA | 1
534027VRT09 | United States | USD | FLEXIBAR,ADV,6X32X1,VRT | 76.73 | EA | 25
LPC55338 | United States | USD | BASE,STAMPED,AND CAP ASSE | 27.87 | EA | 1
GTC14Y6 | United States | USD | MOLD,CABLE TO GRD ROD,VER | 212.91 | EA | 1
534041PHM06 | United States | USD | FLEXIBAR,ADV,8X50X1MM,PHM | 179.22 | EA | 1
VSC1WV3 | United States | USD | MOLD,CABLE TO VERT STL,45 | 198.99 | EA | 1
VBCS7V6 | United States | USD | MOLD,CABLE TO VERT STL,VE | 212.91 | EA | 1
FLXPLAM0097 | Asia | USD | 718-A57278-001 | 282.89 | EA | 1
611380LH01 | United States | USD | ROD,GRD,1/2X8,CU BONDED | 20.98 | EA | 5
PTCY4Y4 | Europe | USD | MOLD PTCY4Y4 | 212.91 | EA | 1
A235F2Q5RH | United States | USD | CLAMP,FENCE,4/0 X 5 FT TO | 235.05 | EA | 1
EL3225A12 | United States | USD | COUPLER,LENTON,A12,#10-#8 | 60.25 | EA | 16
508058 | United States | USD | BRAID,FLEXIBLE, | 2857.55 | EA | 1
RMR562Q | United States | USD | MOLD,CABLE TO REBAR,VERT | 289.29 | EA | 1
TAC7R7R | United States | USD | MOLD,CABLE,HORZ TEE | 212.91 | EA | 1
B121CE14 | United States | USD | LUG,GL,TINNED CU,1/8X1IN | 9.69 | EA | 20
SBA2363J | United States | USD | SLEEVE,COUPLER,COMP | 144.16 | EA | 0
PBAL12Q00142 | United States | USD | BOND,JOINT,AL1 4/0 19 STR | 54.34 | EA | 1
LPC050 | United States | USD | CABLE,CU,SMOOTH WEAVE, | 8.02 | EA | 1
534027RW22 | United States | USD | FLEXIBAR,ADV,6X32X1,RW | 242.2 | EA | 1
SBT031DJ | United States | USD | TOOL,COMPRESSION | 420.59 | EA | 1
750PLUSF20 | United States | USD | CADWELD PLUS,WELD METAL, | 117.39 | EA | 10
MBA44B | United States | USD | MOLD,BLANK,R PRICE 90115 | 212.8 | EA | 1
FLXKIR0003 | United States | USD | KIT,FLEXIBAR,ADV,3X40X1MM | 1347.96 | EA | 1
534019AME09 | United States | USD | FLEXIBAR,ADV,5X24X1,AME | 87.64 | EA | 1
PB10PTS6S6 | United States | USD | MOLD,CABLE, HORZ THRU PAR | 153.72 | EA | 1
GSC181G | United States | USD | MOLD,CABLE TO GRD ROD,HOR | 212.91 | EA | 1
EL25CIPS | United States | USD | PROTECTOR,THREAD,INTERNAL | 0.19 | EA | 1
556661 | United States | USD | BRAID,CU,16MM2,BLK | 3.27 | EA | 10
WTBREC40XLET2 | United States | USD | RECEPTOR,TIP,ATTACHMENT, | 123.29 | EA | 50
RCE562G | United States | USD | MOLD,CABLE TO REBAR,VERT | 596.26 | EA | 1
LPC664L18 | United States | USD | CONNECTION,THRU,ROOF,W/PV | 108.35 | EA | 1
GT1181V | United States | USD | ONE-SHOT,CABLE TO GRD ROD | 25.98 | EA | 6
PB10LA3QEG | United States | USD | MOLD,CABLE TO BUS/LUG,HOR | 153.72 | EA | 1
LECT6FAM | United States | USD | MOLD,CABLE TO BUS/LUG,HOR | 212.91 | EA | 1
505643 | United States | USD | BUSBAR,CU,TINNED,0.50X6X | 501.93 | EA | 1
GYE222QM | United States | USD | MOLD,CABLE TO GRD ROD,VER | 431.58 | EA | 1
PB71DS3SJH002 | United States | USD | MOLD,CABLE TO UC LUG,HORZ | 516.29 | EA | 1
VBC8CV6 | United States | USD | MOLD,CABLE TO VERT STL,VE | 181.45 | EA | 1
RBW346548 | United States | USD | CHAIN,ASSY,#41 19 IN CRUC | 22.71 | EA | 1
EGBC14248NN | United States | USD | BAR ASSY,GRD BUS,1/4X2X48 | 336 | EA | 1
534019STK08 | United States | USD | FLEXIBAR,ADV,5X24X1MM,STK | 80.41 | EA | 10
EL16SAES | United States | USD | COUPLER,LENTON,SA,#5,EPOX | 26.34 | EA | 1
SSC2Q9G | United States | USD | MOLD,CABLE,HORZ SPLICE | 212.91 | EA | 1
TAC9F3Q | United States | USD | MOLD,CABLE,HORZ TEE | 212.91 | EA | 1
HAA1E | United States | USD | MOLD,CABLE TO HORZ STL,HO | 129.72 | EA | 1
EL28A2D6 | United States | USD | COUPLER,LENTON,#9 TERMINA | 65.21 | EA | 1
HSC2Q2 | United States | USD | MOLD,CABLE TO HORZ STL,HO | 212.91 | EA | 1
508183 | United States | USD | COPPER, FLEXPLATE 100PE, | 87.12 | EA | 1
TAC9D9DW | United States | USD | MOLD,CABLE,HORZ TEE | 273.39 | EA | 1
CAPCT1V1E | United States | USD | MOLD,CABLE, HORZ TAP PARA | 207.39 | EA | 1
SIM33B2316 | Asia | USD | MAST 33MM DIAM X 2M, 316 SS | 339.14 | EA | 0
558934 | Asia | USD | FLEX FOLD CLAMP 63 MFFC | 722.75 | EA | 1
PBW2G | United States | USD | MOLD,RAIL,CABLE HORZ TO W | 168.57 | EA | 1
TGBA16L08P | United States | USD | BAR ASSY,GRD BUS,1/4X2X15 | 130 | EA | 1
RHC531L | United States | USD | MOLD,CABLE TO REBAR,HORZ | 212.91 | EA | 1
561640 | Asia | USD | METAL SPACER M4 X 60 | 1.86 | EA | 25
FLXPLAM0039 | United States | USD | FLEXIBAR,ADV,2X15.5X0.8 | 386.64 | EA | 1
BBCPAK | United States | USD | MOLD,BUS BAR,HORZ SPLICE | 212.91 | EA | 1
RRH572G | United States | USD | MOLD,CABLE TO REBAR,HORZ | 373.05 | EA | 1
GTC33L9 | United States | USD | MOLD,CABLE TO GRD ROD,VER | 212.91 | EA | 1
GR1162GPLUS | United States | USD | ONE-SHOT,CABLE TO GRD ROD | 25.17 | EA | 6
LECY8EAL | United States | USD | MOLD,CABLE TO BUS/LUG,HOR | 212.91 | EA | 1
22107003 | United States | USD | HASP, AL NEMA 12 IN | 0.84 | EA | 500
A929A098 | United States | USD | WASHER,FLAT,3/8 BRONZE | 1.01 | EA | 1
SBXSJ3348 | United States | USD | BOND,JUMPER,3/16 & 3/4 XS | 15.71 | EA | 25
B13731 | United States | USD | DRIVE,ROD,SLEEVE 5/8 STL | 137.57 | EA | 5
47858650AEP2 | United States | USD | ROD,GRD,5/8,CU PLATED,15 | 45.19 | EA | 1
EGBA14220NN | United States | USD | BAR,GRD BUS,1/4 X 2 X 20 | 158 | EA | 1
534040PY02 | United States | USD | FLEXIBAR,ADV,6X50X1MM,PY, | 210.6 | EA | 1
RBW39914 | United States | USD | ADAPTER,SPEED SLEEVE,#14 | 11.2 | EA | 1
568800 | Asia | USD | BLOCK,JUNCTION,PEN-D75MM2 | 107.22 | EA | 1
A805A40INSF | United States | USD | CABLE,COMPOSITE,CONDUCTOR | 18.98 | EA | 1
LAC9FEG | United States | USD | MOLD,CABLE TO BUS/LUG,HOR | 212.91 | EA | 1
534056RW46 | United States | USD | FLEXIBAR,ADV,6X100X1MM,RW | 568.3 | EA | 10
A2367J | United States | USD | SLEEVE,COUPLER,3/16 X 3/1 | 2.35 | EA | 100
EGBA14424CC | United States | USD | BAR ASSY,GRD BUS,1/4X4X24 | 282 | EA | 1
PBC12W13TAB | United States | USD | BOND,C,JOINT,250KCM RLAY, | 35.6 | EA | 0
TAC3A2C | United States | USD | MOLD,CABLE,HORZ TEE | 212.91 | EA | 1
CD7B | Asia | USD | CLAMP,CONDUIT,3 WITH BOLT | 372.68 | EA | 25
LJCEE2Q | United States | USD | MOLD,CABLE TO BUS/LUG,HOR | 212.91 | EA | 1
553210 | Asia | USD | BUSBAR CLAMP BC 40 ZB | 29.35 | EA | 8
LC36B12D | United States | USD | SLEEVE,B12 SERIES,36MM, | 241.09 | EA | 1
XLVBC2G | United States | USD | MOLD,CABLE TO VERT STL,VE | 252.73 | EA | 1
534426 | Asia | USD | IBSB ADV 100-830-8-10 | 72.23 | EA | 10
CAGRT181HM | United States | USD | MOLD,CABLE TO GRD ROD,VER | 167.69 | EA | 1
GQR182Q | United States | USD | MOLD,CABLE TO GRD ROD,VER | 289.29 | EA | 0
EGBA14420HH | United States | USD | BAR,ASSY,GRD BUS,1/4 X 4 | 238 | EA | 1
HAH2Q8C | United States | USD | MOLD,CABLE TO HORZ STL,HO | 373.05 | EA | 1
B323N2 | United States | USD | FRAME,ASSY,MAGNETIC HOLD | 218.78 | EA | 1
ERICORE071T | United States | USD | DOWNCONDUCTOR,LIGHTNING, | 10574.67 | EA | 1
RJC542G | United States | USD | MOLD,CABLE TO REBAR,VERT | 212.91 | EA | 1
EL36S5 | United States | USD | COUPLER,LENTON,STRAIGHT | 62.26 | EA | 1
RBT89101H | United States | USD | SPLICE,KIT,#8/#9 CADWELD | 179.62 | EA | 1
534528 | United States | USD | IBS ADV 240-530-12 | 180.66 | EA | 2
RRA521L | United States | USD | MOLD,CABLE TO REBAR,HORZ | 129.72 | EA | 1
557160 | United States | USD | BRAID,STAINLESS STEEL,15X | 12.24 | MR | 1
PB50XLLA4YJHS | United States | USD | MOLD,CABLE TO BUS/LUG,HOR | 451.38 | EA | 1
HSC2G6 | United States | USD | MOLD,CABLE TO HORZ STL,HO | 212.91 | EA | 1
B144B | Europe | USD | PACKING,PREFAB,.25X3X3 | 3.21 | EA | 20
EGBB14313GGT | United States | USD | BAR,ASSY,GRD,1/4 X 3 X 13 | 157 | EA | 1
561800 | United States | USD | METAL SPACER M6 X 50 | 1.38 | EA | 25
RBS31571 | United States | USD | CHAIN,CADWELD,STUD | 11.63 | EA | 0
VSCSJV2 | United States | USD | MOLD,CABLE TO VERT STL,45 | 212.91 | EA | 1
CA15PLUSF33 | Asia | USD | CADWELD PLUS,#15,F33,GREEN-BLACK RING | 6.33 | EA | 20
EL40SAQSP004 | United States | USD | COUPLER,LENTON,SPECIAL, | 133.24 | EA | 1
EGBA14440CC | United States | USD | BAR,GRD BUS,1/4 X 4 X 40 | 467 | EA | 1
XLB971A1R | United States | USD | BATTERY,ASSY,RECONDITIONE | 156.67 | EA | 0
534047GE02 | United States | USD | FLEXIBAR,ADV,8X63X1,GE | 387.71 | EA | 1
VSC3DV6 | United States | USD | MOLD,CABLE TO VERT STL,45 | 212.91 | EA | 1
SBGT1161G | United States | USD | ONE-SHOT,CABLE TO GRD ROD | 14.8 | EA | 6
SBA254A1 | United States | USD | CLIP,RETAINER,TRACK CIRCU | 11.54 | EA | 25
EGBA14210BE | United States | USD | BAR,GRD BUS,1/4 X 2 X 10 | 88 | EA | 1
BACCAL | United States | USD | MOLD,BUS BAR,HORZ SPLICE | 212.91 | EA | 1
HDVVF9CV6 | United States | USD | MOLD,CABLE TO VERT STL,VE | 507.28 | EA | 1
600PLUSF20 | Europe | USD | CADWELD PLUS, 600 F20 | 101.02 | EA | 10
PLUSCU2L6NB | United States | USD | CADWELD PLUS CONTROL UNIT | 398.71 | EA | 1
534517 | United States | USD | IBS ADV 120-630-10 | 99.65 | EA | 2
545850 | Asia | USD | 6.5X13MM PUNCH | 304.99 | EA | 1
B134S | United States | USD | MOLD,SUPPORT,CLAMP,ASSY | 70.93 | EA | 0
PBWX901LH | United States | USD | MOLD,CABLE,WEB BOND TO WE | 94.69 | EA | 1
SRF3500N | Asia | USD | SRF,N-SERIES, 3PH,500A,240/415V | 14410.68 | EA | 1
TACY9Y6 | United States | USD | MOLD,CABLE,HORZ TEE | 212.91 | EA | 1
285124L3 | United States | USD | KIT,FLEXIBBAR,LAM | 658.938 | EA | 10
SIM28A2316 | United States | USD | MAST 28MM DIAM X 2M, 316 | 398.51 | EA | 1
FLXPABB0025 | United States | USD | FLEXIBAR,ADV,3X50X1MM,ABB | 139.1 | EA | 1
561640 | United States | USD | METAL SPACER M4 X 60 | 1.86 | EA | 25
558934 | United States | USD | FLEX FOLD CLAMP 63 MFFC | 722.75 | EA | 1
XBQ2Q9C | United States | USD | MOLD,CABLE,HORZ X LAPPED | 406.5 | EA | 1
RJC53Y4 | Europe | USD | MOLD RJC53Y4 | 212.91 | EA | 1
PQDM1110B120 | United States | USD | PQDM-3-2P-120/240V, FSPM1 | 3485.67 | EA | 1
LPA2955F5F | United States | USD | ADAPTER,AL,COUPL.,5/8IN | 15.94 | EA | 1
B548A58 | United States | USD | MOUNTING,KIT,3/4X5-9W BAR | 35.9 | EA | 1
EGGBC14412SSS3 | United States | USD | BUSBAR,STL,GALV,1/4X4X12, | 160.25 | EA | 1
534426 | United States | USD | IBSB ADV 100-830-8-10 | 72.23 | EA | 10
VTC2G | United States | USD | MOLD,CABLE TO VERT STL,HO | 212.91 | EA | 1
568716 | United States | USD | EARTHBAR EBD8AL | 1.91 | EA | 10
RBT121018A | United States | USD | SLEEVE,CADWELD,#12,38MM, | 128.8 | EA | 9
534008RW06 | United States | USD | FLEXIBLE,ADV,6X15.5X0.8RW | 42.06 | EA | 10
556827LUC | United States | USD | BRAID,CU,TINNED,50MM2 | 3.02 | EA | 100
VSC2CV1.25 | United States | USD | MOLD,CABLE TO VERT STL,45 | 212.91 | EA | 1
ECRV081T4U | United States | USD | GROUND ROD,ASSY,KIT,8 FT, | 1589.06 | EA | 1
CAVHT1G4 | United States | USD | MOLD,CABLE TO VERT CAST I | 207.39 | EA | 1
GPJ183Q | United States | USD | MOLD,CABLE TO GRD ROD,VER | 882.44 | EA | 1
PCC2G2G | United States | USD | MOLD,CABLE,HORZ TAP PARAL | 212.91 | EA | 1
TAC3Q3QW | United States | USD | MOLD,CABLE,HORZ TEE,W/WP | 273.39 | EA | 1
RJE571L | United States | USD | MOLD,CABLE TO REBAR,VERT | 596.26 | EA | 1
B3406 | United States | USD | SPINDLE,GRINDER,STL, | 67.04 | EA | 0
557980 | United States | USD | RAIL,DIN,SUPPORT,IRS 6 AN | 1.64 | EA | 50
LPEEK2G | United States | USD | MOLD,CABLE TO BUS,VERT TE | 596.26 | EA | 1
EGBA14420QQ | United States | USD | BAR,ASSY,GRD BUS,1/4 X 4 | 238 | EA | 1
HDGBD31 | United States | USD | MOLD,GRD ROD TO ROD,RECEP | 451.38 | EA | 1
508183 | Asia | USD | FleXbus HCBC Plate PE Connection, 50 mm | 87.12 | EA | 1
534001LAM36 | United States | USD | FLEXIBAR,ADV,3X9X0.8,LAM | 243.09 | EA | 1
LPC37138 | United States | USD | MOUNT,PIPE,HORIZONTAL CAS | 64.8 | EA | 1
GPECNEK024 | United States | USD | ELECTRODE,GRD PLATE,1/4 X | 913.13 | EA | 1
VSC3QV4 | United States | USD | MOLD,CABLE TO VERT STL,45 | 212.91 | EA | 1
615843 | United States | USD | ROD,GRD,5/8X4,CU BONDED | 26 | EA | 5
B102CEOL001 | United States | USD | LUG,CU,1/8 X 1 W/2-5/16 H | 12.02 | EA | 20
BBCCAJ | Europe | USD | MOLD BBCCAJ | 212.91 | EA | 1
LPC590 | United States | USD | CLAMP,CU,ADJUSTABLE,PIPE, | 167.57 | EA | 1
534018ABB02 | United States | USD | FLEXIBAR,ADV,4X24X1MM,ABB | 47.48 | EA | 10
VSCW3 | United States | USD | MOLD,CABLE TO VERT STL,45 | 212.91 | EA | 1
24M | Asia | USD | CLIP,CONDUIT, 1 1/2 9/32 PLAIN HOLE | 183.33 | EA | 0
556980 | United States | USD | BRAID,PREFAB,500X28X2.5MM | 23.11 | EA | 10
RBTSA9040D | United States | USD | BASIN,POURING,#9 HORZ TOP | 570.44 | EA | 1
LPA34058 | Europe | USD | BASE,AL,CAST,STEEL MOUNT, | 24.88 | EA | 1
RTB30N | United States | USD | RAIL TRANSIENT BARRIER, | 144.38 | EA | 1
GYE312G | United States | USD | MOLD,CABLE TO GRD ROD,VER | 596.26 | EA | 1
EL57TA22 | United States | USD | COUPLER,LENTON,STANDARD, | 120.25 | EA | 1
RBTSA9040X | United States | USD | BASIN,POURING,#6 HORIZ. | 570.44 | EA | 1
CAGTP161K | United States | USD | MOLD,CABLE TO GRD ROD,VER | 233.95 | EA | 1
XBM9E2Q | United States | USD | MOLD,CABLE,HORZ X LAPPED | 649.88 | EA | 1
RJC532P | United States | USD | MOLD,CABLE TO REBAR,VERT | 212.91 | EA | 1
SB01VS6V5C | United States | USD | MOLD,CABLE TO VERT STL,45 | 207.39 | EA | 1
534034GE40 | United States | USD | FLEXIBAR,ADV,6X40X1MM,GE, | 290.22 | EA | 10
B533D2Q48 | United States | USD | JUMPER,ASSY,4/0 CONC 48 | 247.77 | EA | 1
RBM266975G | United States | USD | FITTING,CADWELD,#11/#14 E | 210.77 | EA | 1
LPC30038 | United States | USD | COUPLER,TERMINAL,3/8 IN | 4.08 | EA | 1
XBQ2Q2GW | United States | USD | MOLD,CABLE,HORZ X LAPPED | 487.14 | EA | 1
557350PDI01 | United States | USD | BRAID,CU,TINNED,CUSTOM, | 19.45 | EA | 1
HSC2GW | United States | USD | MOLD,CABLE TO HORZ STL,HO | 233.07 | EA | 1
GYE162GM | United States | USD | MOLD,CABLE TO GRD ROD,VER | 431.58 | EA | 1
RBT5101A | United States | USD | SLEEVE,CADWELD,#5 T-SERIE | 59.65 | EA | 1
CSP1BNC90 | Asia | USD | COAXIAL SURGE PROTECTOR, BNC 90V | 126.51 | EA | 1
SSCY32Q | Europe | USD | MOLD SSCY32Q | 212.91 | EA | 1
XLTAK4T002 | United States | USD | MOLD,CABLE,HORZ TEE LEFT | 1047.78 | EA | 1
ME/MISC2 | United States | USD | QUICK SALE | 5213.11 | EA | 0
LPC516A | United States | USD | SPLICE,ASSY,BI-METAL,CABL | 22.26 | EA | 1
UTB15SPGM | United States | USD | PROTECTOR,SURGE,UTB REPLA | 135.29 | EA | 1
LPC126RL250 | United States | USD | CABLE,CU,ROPELAY,28 STR | 10.05 | FT | 250
RBHSA9750X | United States | USD | BASIN,POURING,#6 HORIZ. S | 570.44 | EA | 1
RCE512G | United States | USD | MOLD,CABLE TO REBAR,VERT | 596.26 | EA | 1
XAC1K1K | United States | USD | MOLD,CABLE,HORZ X SAME PL | 212.91 | EA | 1
534039SI03 | United States | USD | FLEXIBAR,ADV,5X50X1MM,SI, | 113.98 | EA | 10
716486 | United States | USD | DRILL,HOLLOW CORE, 31MM | 469.4 | EA | 1
TACY8Y1 | United States | USD | MOLD,CABLE,HORZ TEE | 212.91 | EA | 1
GTC162C | United States | USD | MOLD,CABLE TO GRD ROD,VER | 212.91 | EA | 1
534531 | United States | USD | IBS ADV 240-1030-12 | 297.69 | EA | 2
SVR2L | United States | USD | MOLD,CABLE,VERT SPLICE | 289.29 | EA | 1
ELBEG25AHTCA | United States | USD | LENTON,BAR END GAGE,25MM, | 259.62 | EA | 1
548600 | Asia | USD | ISO TP 60M8 | 7.69 | EA | 25
GYR332L | United States | USD | MOLD,CABLE TO GRD ROD,VER | 289.29 | EA | 1
BMCBAKBAK | Europe | USD | MOLD,BUS BAR,HORZ TEE BAR | 212.91 | EA | 1
PCC1L1D | United States | USD | MOLD,CABLE,HORZ TAP PARAL | 212.91 | EA | 1
534019LAM07 | United States | USD | FLEXIBAR,ADV,5X24X1MM,LAM | 115.79 | EA | 1
B577C1N23.25 | United States | USD | JUMPER,SUBASSY,W/TERMINAL | 6.2 | EA | 0
SPDM200120240D | United States | USD | PQI, TDX200M120240D | 4944.61 | EA | 1
VSC2GW | United States | USD | MOLD,CABLE TO VERT STL,45 | 233.07 | EA | 1
EGBA14214NN | United States | USD | BAR,ASSY,GRD BUS,1/4 X 2 | 116 | EA | 1
GTC221V | United States | USD | MOLD,CABLE TO GRD ROD,VER | 212.91 | EA | 1
SBPAC3R | United States | USD | CONNECTOR,PLUG TRACK,#9 X | 6.42 | EA | 200
FLXPRW0006 | United States | USD | FLEXIBAR,ADV,6X32X1, RW | 297.53 | EA | 1
XBQ9F2GW | United States | USD | MOLD,CABLE,HORZ X LAPPED | 487.14 | EA | 1
561169 | United States | USD | POWER BLOCK SBF 630AL | 92.72 | EA | 1
HTC2P | Europe | USD | MOLD,CABLE TO HORZ STL, | 212.91 | EA | 1
PB10PC2C1H | United States | USD | MOLD,CABLE,HORZ TAP PARAL | 153.72 | EA | 1
VNC2QLH1.50 | United States | USD | MOLD,CABLE TO VERT STL,HO | 212.91 | EA | 1
PBHVT20P100A1M | Europe | USD | MOLD,10X32MM STUD,TO WEB | 112.36 | EA | 1
EGBA14308NN | United States | USD | BAR,GRD BUS,1/4 X 3 X 8 | 90 | EA | 1
LPC207BST | Asia | USD | POINT,CU,BLUNT BARE,3/8INX 36IN | 39.97 | EA | 1
562010 | United States | USD | BLOCK,DISTRIBUTION,4 POLE | 151.5 | EA | 1
TAC3D4Y | United States | USD | MOLD,CABLE,HORZ TEE CONC | 212.91 | EA | 1
556950 | United States | USD | BRAID,PREFAB,200X23X1.5MM | 12.83 | EA | 10
LPC248B | Asia | USD | POINT,CU,BARE,5/8IN X 48IN | 163.79 | EA | 1
634480SG01 | United States | USD | GROUND ROD,COPPERBONDED,1 | 314.77 | EA | 0
635883 | Europe | USD | EARTH ROD,CU BOND,THREAD | 44.97 | EA | 5
505644 | United States | USD | BUSBAR,CU,TINNED,0.50X6X | 429.12 | EA | 1
BADEK | United States | USD | MOLD,BUS BAR,HORZ SPLICE | 451.38 | EA | 1
EGBA14424QQT | United States | USD | BAR,GRD BUS,1/4 X 4 X 24 | 330 | EA | 1
DH58 | United States | USD | DRIVE HEAD,ROD,.563 DIA | 237.33 | EA | 5
EL20A2GV | United States | USD | COUPLER,LENTON,STANDARD, | 82.51 | EA | 1
LPC30238 | Europe | USD | BASE,CABLE,AND AIR TERMIN | 39.81 | EA | 1
VSC1TV3C | United States | USD | MOLD,CABLE TO VERT STL,45 | 212.91 | EA | 1
LQRCAJ16 | Europe | USD | MOLD LQRCAJ16 | 289.29 | EA | 1
EL32CIPP | United States | USD | PROTECTOR,THREAD,INTERNAL | 0.75 | EA | 0
DH58 | Europe | USD | DRIVE HEAD,FOR POWER TOOL | 237.33 | EA | 1
GTC18S7 | United States | USD | MOLD,CABLE TO GRD ROD,VER | 212.91 | EA | 1
GTC182L | United States | USD | MOLD,CABLE TO GRD ROD,VER | 212.91 | EA | 1
HAA1E7C | United States | USD | MOLD,CABLE TO HORZ STL,HO | 129.72 | EA | 1
SB20128W2 | United States | USD | BOND,CADWELD HF,3/16X7-1/ | 7.15 | EA | 100
SBXSJ3334 | United States | USD | BOND,JUMPER,3/16 & 3/4 XS | 13.82 | EA | 25
503230ERM02 | United States | USD | BRAID,CU,TINNED,3INWX31MM | 1072.15 | EA | 1
PB99SS150B2 | United States | USD | MOLD,CABLE,HORZ SPLICE | 469.21 | EA | 1
LJCPALY0 | Europe | USD | MOLD LJCPALY0 | 212.91 | EA | 1
611300 | Europe | USD | ROD,GRD,1/2X10,CU BONDED | 46.04 | EA | 5
PRC2G2G | United States | USD | MOLD,CABLE, VERT ELL DOWN | 212.91 | EA | 1
FLXPLAM0081 | Asia | USD | 718-A60902-001 | 171.2 | EA | 1
B3365 | Europe | USD | PLATE,COVER,WHEEL GUARD, | 41.61 | EA | 1
615840 | Asia | USD | GROUND ROD, POINTED 5/8IN X 4FT | 21.27 | EA | 5
PBW33S0124955LB | United States | USD | BOND,IMPD SIDE,500 RLAY I | 761.04 | EA | 1
PBW13S01150B | United States | USD | BOND,JOINT,COMPRESSION LG | 309.05 | EA | 1
FLXPLAM0099 | United States | USD | FLEXIBAR,ADV,2X15.5X0.8MM | 263.57 | EA | 1
534048ABB03 | United States | USD | FLEXIBAR, ADV, 10X63X1MM | 518.02 | EA | 1
LPC245BST | Europe | USD | POINT,CU,BLUNT BARE,5/8IN | 61.54 | EA | 1
A929H002 | United States | USD | WASHER,SEALING,1/4 NEOPRE | 5.47 | EA | 1
RBT91012 | United States | USD | SPLICE,KIT,CADWELD #9 -2 | 195.78 | EA | 1
FRP2MBLACK | Asia | USD | MAST,FRP,INSUL,2M,60MM ID 68MM OD,BLK | 751.87 | EA | 1
554550 | United States | USD | POLY,SLEEVE,50 M,GREY, | 3.1 | MR | 1
45PLUSF20 | Asia | USD | CADWELD PLUS,#45,F20 | 10.24 | EA | 100
RBT67101 | United States | USD | SPLICE,KIT,#6/#7 CADWELD | 165.96 | EA | 1
DSD140M275 | United States | USD | MODULE, DSD, 275V, 40KA | 59.26 | EA | 1
RCE532QM | United States | USD | MOLD,CABLE TO REBAR,VERT | 431.58 | EA | 1
563323B | United States | USD | BRAID,CU,30MM2,BLK | 6.51 | EA | 1
561166 | United States | USD | POWER BLOCK SB2C 400AL | 52 | EA | 1
GTC183QW | United States | USD | MOLD,CABLE TO GRD ROD,VER | 273.39 | EA | 1
VBC1TV1 | United States | USD | MOLD,CABLE TO VERT STL,VE | 212.91 | EA | 1
PB20TA1V1V | United States | USD | MOLD,CABLE,HORZ TEE | 153.72 | EA | 1
XLLSK2QGH | United States | USD | MOLD,CABLE TO BUS/LUG,HOR | 1522.18 | EA | 1
LAC2QEH | United States | USD | MOLD,CABLE TO BUS/LUG,HOR | 212.91 | EA | 1
T416BH | United States | USD | ENCLOSURE,INSPECTION,W/CO | 77.18 | EA | 1
PBW12W48B | United States | USD | BOND,JOINT,250 RLAY BARE | 73.61 | EA | 1
534509 | United States | USD | IBS ADV 50-430-10 | 21.04 | EA | 10
534029ABB04 | United States | USD | FLEXIBAR,ADV,10X32X1,ABB, | 31.43 | EA | 10
563410 | Asia | USD | EARTH BRAID MBJ 6-200-6 | 3.4 | EA | 10
508052 | United States | USD | BRAID,FLEXIBLE, | 1340.39 | EA | 1
GFCY6DBG | United States | USD | MOLD,CABLE TO GRD ROD,HOR | 212.91 | EA | 1
VSCY5 | Europe | USD | MOLD VSCY5 | 212.91 | EA | 1
VVR2QV8C | United States | USD | MOLD,CABLE TO VERT STL, | 289.29 | EA | 1
SSCS7Y5 | Europe | USD | MOLD SSCS7Y5 | 212.91 | EA | 1
RTB12N | Europe | USD | RAIL TRANSIENT BARRIER, 1 | 132.78 | EA | 1
534026PDI46 | United States | USD | FLEXIBAR,ADV,5X32X1MM,PDI | 100.26 | EA | 10
PQCFP | United States | USD | POWERLOGICS SES160BFP | 83.43 | EA | 1
PBC12W36B | United States | USD | BOND,RAIL C,250KCM RLAY | 34.32 | EA | 1
INTCPTSIIISO | Europe | USD | ADAPTER, SII TO ISODC | 88.72 | EA | 1
LPS228 | United States | USD | POINT,SS,1/2IN X 48IN | 46.41 | EA | 1
RCE56Y2 | Europe | USD | MOLD RCE56Y2 | 596.26 | EA | 1
GTC189C | United States | USD | MOLD,CABLE TO GRD ROD,VER | 212.91 | EA | 1
559147 | United States | USD | SPARE BLADE SET MFSHT-2 | 177.75 | EA | 1
HDGYE162Q | United States | USD | MOLD,CABLE TO GRD ROD,VER | 596.26 | EA | 1
PB20TA2C2C | United States | USD | MOLD,CABLE,HORZ TEE | 153.72 | EA | 1
B1332L | United States | USD | SLEEVE,CU,.391 ID X .453 | 2.55 | EA | 25
515912 | United States | USD | STOCK,COIL,5/8X.012,STL, | 102999.99 | EA | 0
PGCY1Y1 | Europe | USD | MOLD PGCY1Y1 | 212.91 | EA | 1
LPC537L | Europe | USD | PLATE,CU,CAST,FLAT METCU, | 42.35 | EA | 1
GPR182L | United States | USD | MOLD,CABLE TO GRD ROD,VER | 289.29 | EA | 1
TDX100277/480M | United States | USD | PROTECTOR,SURGE,TDX,277/4 | 2242.79 | EA | 1
PB13TP9F | United States | USD | MOLD,CABLE TO RAIL,HORZ T | 208.86 | EA | 1
SBPACGBJ4 | Asia | USD | CONNECTOR,PLUG TRACK,1/4 X 4 LONG | 11.53 | EA | 100
PQS300120/208 | United States | USD | PROTECTOR,SURGE,PQS300,12 | 2531.17 | EA | 1
545815 | United States | USD | PUNCH,TOOL,14MM | 194.66 | EA | 1
FLXPLAM0061 | Asia | USD | 718-A58343-001 | 267.24 | EA | 1
XLBFCCAJPAM | United States | USD | MOLD,BUS BAR,HORZ SPLICE | 715.08 | EA | 1
LACY4EAM | United States | USD | MOLD,CABLE TO BUS/LUG,HOR | 212.91 | EA | 1
GPECEEK0361T024 | United States | USD | ELECTRODE,GRD PLATE,1/4 X | 1618.09 | EA | 1
ZCCSS19 | Europe | USD | MOLD ZCCSS19 | 212.91 | EA | 1
LECY5CAJ | Europe | USD | MOLD LECY5CAJ | 212.91 | EA | 1
200F80 | United States | USD | WELD METAL,CADWELD,F80 | 40.7 | EA | 10
PIT03 | Asia | USD | EARTH PIT,PLASTIC | 85.23 | EA | 1
508175 | Asia | USD | FleXbus Phases Identification Kit | 48.97 | EA | 1
LAC1TCE | United States | USD | MOLD,CABLE TO BUS/LUG,HOR | 212.91 | EA | 1
PB65PLUSF80 | United States | USD | CADWELD PLUS,#65,F80 | 8.69 | EA | 20
EDT230011R | Europe | USD | ENHANCED TYPE 2, 300V,11 | 268.59 | EA | 1
TAC2C2C | Europe | USD | MOLD,CABLE,HORZ TEE | 212.91 | EA | 1
A822SA111C5 | United States | USD | CABLE,COIL,INSUL,GALV,1/8 | 26.85 | EA | 1
RBW34654B | United States | USD | FRAME,BODY,CRUCIBLE FRAME | 26.14 | EA | 1
LJCPALY4 | United States | USD | MOLD,CABLE TO BUS/LUG,HOR | 212.91 | EA | 1
VSC3AV2 | United States | USD | MOLD,CABLE TO VERT STL,45 | 212.91 | EA | 1
RTPY5M | Europe | USD | MOLD RTPY5M | 234 | EA | 1
TACY6Y7 | Europe | USD | MOLD TACY6Y7 | 212.91 | EA | 1
ERICORE016T | United States | USD | DOWNCONDUCTOR,LIGHTNING, | 3652.78 | EA | 1
EGBA14212HH | United States | USD | BAR ASSY,GRD BUS,1/4X2X12 | 102 | EA | 1
545680 | Asia | USD | HYDRAULIC BUSBAR PUNCHER | 9309.89 | EA | 1
561570 | Asia | USD | METAL SPACER M4 X 15 | 0.51 | EA | 100
EGBA14210JF | United States | USD | BAR,GRD BUS,1/4 X 2 X 10 | 88 | EA | 1
549270 | Asia | USD | BAR SUP CABS 2/10TN 600 | 130.6 | EA | 1
AX3694BOX | United States | USD | DISK,FORM SAVER,#4 PLATE | 0.06 | EA | 10000
DT175020R | United States | USD | TYPE 1, 750V, 2 0 | 365.53 | EA | 1
SSC2G2C | United States | USD | MOLD,CABLE,HORZ SPLICE | 212.91 | EA | 1
EGBA14216GG | United States | USD | BAR,GRD BUS,1/4 X 2 X 16, | 130 | EA | 1
VBCY8 | United States | USD | MOLD,CABLE TO VERT STL,VE | 212.91 | EA | 1
CWP34SHE | United States | USD | CLAMP,WATER PIPE,BRZ,W/CU | 12.92 | EA | 0
LPA30558H | United States | USD | BASE,AL,HORZ MOUNT,5/8 IN | 24.15 | EA | 1
SB20108B | United States | USD | B0ND,CADWELD TAB,3/16X9 3 | 4.83 | EA | 20
VBC2L | United States | USD | MOLD,CABLE TO VERT STL,VE | 212.91 | EA | 1
B265 | United States | USD | CLAMP,CABLE,ASSY | 581.39 | EA | 1
A130H1 | United States | USD | TUBING,HEAT SHRINK,#8 TO | 3.11 | EA | 50
HDGTC222Q | United States | USD | MOLD,CABLE TO GRD ROD,VER | 212.91 | EA | 1
XBV3A3AW | United States | USD | MOLD,CABLE,HORZ X LAPPED | 1015.7 | EA | 1
ERICORE097T | United States | USD | DOWNCONDUCTOR,LIGHTNING, | 13985.598 | EA | 1
GRC371L | United States | USD | MOLD,CABLE TO GRD ROD,VER | 212.91 | EA | 1
EGBA14412CBT | United States | USD | BUSBAR,GRD,CU,1/4X4X12,CB | 174 | EA | 1
PBW33S9WSCWP | United States | USD | KIT,BOND,STUB END WEB,500 | 71.7 | EA | 50
A986BM025 | United States | USD | COVER,ASSY,PHANTOM BOM 3 | 78.68 | EA | 0
SBA161112A078 | United States | USD | CLIP ASSY,RAIL,A=10.0625 | 37.52 | EA | 20
ZZA16H | United States | USD | LITERATURE,ELECTRICAL,TRA | 99999.99 | EA | 0
GTCP200Y6 | United States | USD | MOLD,CABLE TO GRD ROD,VER | 212.91 | EA | 1
EL12D6Q | United States | USD | ANCHOR,LENTON TERMINATOR, | 13.69 | EA | 1
B1142GGL | United States | USD | WELD,SECT,GL | 287.54 | EA | 0
PTC3H2Q | United States | USD | MOLD,CABLE, HORZ THRU PAR | 212.91 | EA | 1
SGT15010 | Europe | USD | SPARK GAP TYPE 1, 50KA, 1 | 344.12 | EA | 1
CA65XF19 | Europe | USD | WELD METAL,ALLOY,XF19 CAT | 15.12 | EA | 20
LPC508LW | United States | USD | TINNED CLIP ASSY,W/BARBS | 16.41 | EA | 1
L161A | United States | USD | FRAME,ASSY,L161A,MINI EZ, | 234 | EA | 1
558932 | United States | USD | FLEX FOLD-FIXED VICE MFFV | 863.59 | EA | 1
M103E | Europe | USD | CLAMP ASSY,WELDER,T6/T8 | 107.95 | EA | 1
GSC161V | United States | USD | MOLD,CABLE TO GRD ROD,HOR | 198.99 | EA | 1
ZZERT_BACKHAUL | United States | USD | BACK HAUL CREDIT-ERITECH | 107499.99 | EA | 0
GT1161G | United States | USD | ONE-SHOT,CABLE TO GRD ROD | 20.93 | EA | 6
XAC2L1V | United States | USD | MOLD,CABLE,HORZ X SAME | 212.91 | EA | 1
EWB2L584 | Europe | USD | BOND,ASSY,ROD/CABLE,WELDA | 93.08 | EA | 1
550200 | Asia | USD | BUSBAR TCB 12X4 | 62.65 | EA | 10
CSB36CBL | Asia | USD | #36 BLUE CABLE, 250 FT LENGTH | 54698.01 | EA | 1
CDMV0134 | United States | USD | MOLD,GRAPHITE,MULTI,VERT | 213.29 | EA | 1
SSCW8 | United States | USD | MOLD,CABLE,HORZ SPLICE | 212.91 | EA | 1
CAHAA1VC | United States | USD | MOLD,CABLE TO HORZ STL,HO | 129.72 | EA | 1
GFC168J | United States | USD | MOLD,CABLE TO GRD ROD,HOR | 212.91 | EA | 1
PBHVT20P100A1M | United States | USD | MOLD,STUD,TO VERT STL | 112.36 | EA | 1
EGBA38436EE | United States | USD | BAR,GRD BUS,3/8 X 4 X 36 | 450 | EA | 1
SBTBBU4AW2 | United States | USD | BOND,KIT,BOOTLEG,W/COUPLE | 8.62 | EA | 100
ERICORE032T | United States | USD | DOWNCONDUCTOR,LIGHTNING, | 5935.2 | EA | 1
545825 | United States | USD | PUNCH,TOOL,20MM | 218.77 | EA | 1
LPC244LST | United States | USD | POINT,CU,BLUNT,5/8IN X 18 | 86.88 | EA | 1
553550 | United States | USD | CLAMP,FLEXIBAR SPACER | 3.03 | EA | 25
SN50 | Asia | USD | CADDY SN SERIES NUT 1/2 | 605.96 | EA | 1
534056RW50 | United States | USD | FLEXIBAR,ADV,6X100X1MM,RW | 435.92 | EA | 10
635843 | Europe | USD | EARTH ROD,CU BOND,THREAD | 25.53 | EA | 5
PBWS6001 | United States | USD | MOLD,RAIL,CABLE HORZ TO W | 138.44 | EA | 1
715279 | United States | USD | DRILL,HOLLOW,19 MM DIAMET | 64.48 | EA | 1
RBT121018HA | United States | USD | SLEEVE,CADWELD,38MM | 149.52 | EA | 1
TAC2Q1LW | United States | USD | MOLD,CABLE,HORZ TEE | 273.39 | EA | 1
RJC53Y6 | Europe | USD | MOLD RJC53Y6 | 212.91 | EA | 1
FLXPABB0047 | United States | USD | FLEXIBAR,ADV,8X32X1,ABB | 437.03 | EA | 1
534018RW15 | United States | USD | FLEXIBAR,ADV,4X24X1MM,RW, | 115 | EA | 1
VFRY5 | United States | USD | MOLD,CABLE TO VERT STL, | 289.29 | EA | 1
534048 | United States | USD | FLEX ADV2MTC 10X63X1 | 831.53 | EA | 1
TAC2J2J | United States | USD | MOLD,CABLE,HORZ TEE | 212.91 | EA | 1
DT175010R | United States | USD | TYPE 1, 750V, 1 0 | 195.12 | EA | 1
A927F191 | United States | USD | BOLT,HEX HEAD,5/16-18 X | 1.12 | EA | 1
HTCY9 | United States | USD | MOLD,CABLE TO HORZ STL,HO | 212.91 | EA | 1
SBB2721G | United States | USD | SHUNT,DUAL HEAD,0.06 OHM | 335.12 | EA | 1
NDR142C | Europe | USD | MOLD NDR142C | 289.29 | EA | 1
554301 | Asia | USD | CPI 25-250-10 | 18.69 | EA | 1
HSC3D | United States | USD | MOLD,CABLE TO HORZ STL,HO | 212.91 | EA | 1
VSC2QV3C | United States | USD | MOLD,CABLE TO VERT STL,45 | 212.91 | EA | 1
DM5834 | Europe | USD | MOLD,TIE DOWN,AIRCRAFT | 20.28 | EA | 1
715412 | Asia | USD | SBM-V4 + ACCESSORIES DRILLING MACHIN | 7090.23 | EA | 1
LPA809 | Asia | USD | HOLDER,AL,CAST,CABLE HOLDER,ADHESIVE | 15.95 | EA | 1
SSC9F | United States | USD | MOLD,CABLE,HORZ SPLICE | 212.91 | EA | 1
568714 | United States | USD | EARTHBAR EB12AL | 3.05 | EA | 20
A248B | United States | USD | CLIP,RAIL BOND,3/8 CABLE, | 3.78 | EA | 50
NCR312L | United States | USD | MOLD,CABLE TO GRD ROD,HOR | 289.29 | EA | 1
558460 | United States | USD | KIT,CONTACT,HARDWARE,M12X | 2.22 | EA | 100
LPS422 | United States | USD | POINT,SS,INDUSTRIAL STACK | 104.21 | EA | 1
PTCW3W3 | Europe | USD | MOLD PTCW3W3 | 212.91 | EA | 1
LJCEALY4 | Europe | USD | MOLD LJCEALY4 | 212.91 | EA | 1
CMC16EAJ | Europe | USD | MOLD CMC16EAJ | 212.91 | EA | 1
LAC2FDE | United States | USD | MOLD,CABLE TO BUS/LUG,HOR | 212.91 | EA | 1
PBWT202G | United States | USD | WELDER ASSY,RAIL,PAIR,2/0 | 636.76 | EA | 1
PSC2J | United States | USD | MOLD,CABLE,PULL SPLICE | 212.91 | EA | 1
VSC9J | United States | USD | MOLD,CABLE TO VERT STL, | 212.91 | EA | 1
PTC2L1D | United States | USD | MOLD,CABLE,HORZ THRU PARA | 212.91 | EA | 1
EGBA14448CCT | United States | USD | BAR,GRD BUS,1/4 X 4 X 48, | 651 | EA | 1
SBTBB3448B | United States | USD | BOND,BOOTLEG,3/4 TAB,3/16 | 12.14 | EA | 0
SCH48B | Asia | USD | STEEL CLIPS | 571.5 | EA | 1
534050 | United States | USD | FLEX ADV2MTC 5X80X1 | 596.45 | EA | 1
PTC4L1T | United States | USD | MOLD,CABLE, HORZ THRU PAR | 212.91 | EA | 1
LPC580 | Asia | USD | CLAMP,CU,PIPE GROUNDING, FOR 1/2IN - 1IN | 42.36 | EA | 1
PBWX901 | United States | USD | MOLD,PAIR,CABLE,WEB BOND | 171.64 | EA | 1
TACY9Y5 | United States | USD | MOLD,CABLE,HORZ TEE | 212.91 | EA | 1
ELMRT100 | United States | USD | THREADER,LENTON,MID RANGE | 168541.33 | EA | 1
RRC512C | United States | USD | MOLD,CABLE TO REBAR, | 212.91 | EA | 1
PTC1H2Q | United States | USD | MOLD,CABLE,HORZ THRU PARA | 212.91 | EA | 1
DINRL16 | United States | USD | 16IN PDR DIN RAIL | 6.51 | EA | 1
GT1182QPLUS | United States | USD | ONE SHOT CABLE TO GRD ROD | 27.41 | EA | 6
ECLA250S58BX | United States | USD | TERMINAL LUG 5/8IN-BOX OF | 10.44 | EA | 100
615800LH01 | United States | USD | ROD,GRD,5/8X10,CU BONDED | 46.4 | EA | 5
SES40P4803P | Asia | USD | SURGE, 480V 3PH ASE, NON-METALLIC | 263.97 | EA | 1
534034FL01 | United States | USD | FLEXIBAR,ADV,6X40X1,FL | 290.09 | EA | 1
EL32A2D6 | United States | USD | COUPLER,LENTON,#10 TERMIN | 76.63 | EA | 1
508108 | Asia | USD | FleXbus Sup. Kit Flat 3P+N, 138 x 125.5 | 127.11 | EA | 1
MBB12 | United States | USD | MOLD,BLANK,90115 C PRICE | 137.73 | EA | 1
ZCCSS29 | United States | USD | MOLD,CABLE,HORZ SPLICE,NO | 212.91 | EA | 1
569052 | United States | USD | UD400112CU | 50.6 | EA | 1
LPC201B | United States | USD | POINT,CU,BARE,3/8IN X 10I | 24.95 | EA | 1
EL36CIPS | United States | USD | PROTECTOR,THREAD,INTERNAL | 0.43 | EA | 1
PB13ST2LA150LH | United States | USD | MOLD,CABLE TO RAIL,HORZ T | 208.86 | EA | 1
SSCY7Y4 | United States | USD | MOLD,CABLE,HORZ SPLICE | 212.91 | EA | 1
PTDY0Y0 | United States | USD | MOLD,CABLE, HORZ THRU PAR | 451.38 | EA | 1
B295X51Z75 | United States | USD | LABEL,ADHESIVE,TYPE 2 | 93.77 | EA | 0
HAA1L7C | United States | USD | MOLD,CABLE TO HORZ STL,HO | 129.72 | EA | 1
564050 | United States | USD | BRAID,SHUNT,POWER,TINNED | 168.42 | EA | 2
GRCP190Y4 | United States | USD | MOLD,CABLE TO GRD ROD,VER | 212.91 | EA | 1
LPA534 | United States | USD | PLATE,AL,CURVED METAL, | 19.35 | EA | 1
CAB1331H | United States | USD | SLEEVE,CU,.106 ID X .156 | 0.83 | EA | 100
HDGTC182V | United States | USD | MOLD,CABLE TO GRD ROD,VER | 212.91 | EA | 1
550781 | United States | USD | BUSBAR,GRD,CU,3/8X6X72 IN | 1317.12 | EA | 1
LPLC481LGP | United States | USD | BASE,TERMINAL,AIR,CAST | 25.21 | EA | 1
TDX100M277/480T | Europe | USD | PROTECTOR,SURGE,TDX100M,3 | 1324.76 | EA | 1
FEI20 | United States | USD | STRAP,STAINLESS, STEEL | 5.81 | EA | 50
LACY2CAJ | Europe | USD | MOLD LACY2CAJ | 212.91 | EA | 1
LJC2Q011 | United States | USD | MOLD,CABLE TO BUS/LUG,HOR | 212.91 | EA | 1
GPR181G | United States | USD | MOLD,CABLE TO GRD ROD,VER | 289.29 | EA | 1
BBCPAK | Europe | USD | MOLD BBCPAK | 212.91 | EA | 1
TAC2Q1VW | United States | USD | MOLD,CABLE,HORZ TEE | 273.39 | EA | 1
TAC9G9G | United States | USD | MOLD,CABLE,HORZ TEE | 212.91 | EA | 1
TAC2G9Q | United States | USD | MOLD,CABLE,HORZ TEE | 212.91 | EA | 1
T329 | United States | USD | HANDLE,FILE | 33.54 | EA | 1
RBVA9095E | United States | USD | BASIN,POURING,#10 VERTICA | 548.33 | EA | 1
CWP1J | United States | USD | CLAMP,WATER PIPE,BRZ,1/2- | 8.34 | EA | 25
A927T034 | United States | USD | ROD,THREADED,1/2-13UNC-2A | 3.31 | EA | 0
NDR311V | United States | USD | MOLD,CABLE TO GRD ROD,HOR | 289.29 | EA | 1
PTCT2Y2 | United States | USD | MOLD,CABLE, HORZ THRU PAR | 212.91 | EA | 1
GLCDEY5 | Europe | USD | MOLD GLCDEY5 | 212.91 | EA | 1
LMCEG2Q | United States | USD | MOLD,CABLE TO BUS/LUG,VER | 212.91 | EA | 1
VNC2QLH1.25 | United States | USD | MOLD,CABLE TO VERT STL,HO | 212.91 | EA | 1
613840UPC | United States | USD | ROD,GRD,3/8X4,CU BONDED, | 16.47 | EA | 5
RDH542P | United States | USD | MOLD,CABLE TO REBAR,HORZ | 373.05 | EA | 1
551350 | Asia | USD | MOUNTING KIT FBS 400A | 140.91 | EA | 1
LAC2QEGW | United States | USD | MOLD,CABLE TO BUS/LUG,HOR | 233.07 | EA | 1
ERICORE101T | United States | USD | DOWNCONDUCTOR,LIGHTNING, | 15778.26 | EA | 1
XBZY8Y6 | United States | USD | MOLD,CABLE,HORZ X LAPPED | 610.58 | EA | 1
PBXLB960B3 | United States | USD | FILTER,EXOLON,8 1/4X4 1/4 | 150.05 | EA | 0
SIM28A2 | Asia | USD | MAST 28MM DIAM X 2M | 273.68 | EA | 1
HDTAD3Q9K | United States | USD | MOLD,CABLE,HORZ TEE | 451.38 | EA | 1
PBW12W14B | United States | USD | BOND,JOINT,250 RLAY BARE | 15.92 | EA | 0
561132 | United States | USD | BLOCK,SPLICE,250 AMP,LUG | 19.55 | EA | 1
EGBA14624LB | United States | USD | BAR,ASSY,GRD BUS,1/4 X 6 | 311.29 | EA | 1
EGBA38642LL | United States | USD | BUSBAR,GRD,CU,3/8X6X42,LL | 894 | EA | 1
534010DYE04 | United States | USD | FLEXIBAR,ADV,2X20X1,DYE | 16.47 | EA | 25
558595 | United States | USD | BRAID,SHUNT,INSULATED,IBS | 28.02 | EA | 12
HDHSC2G | United States | USD | MOLD,CABLE TO HORZ STL,HO | 212.91 | EA | 1
TDXSM | United States | USD | PROTECTOR,SURGE,TDX | 68.87 | EA | 1
SSC9D2G | United States | USD | MOLD,CABLE,HORZ SPLICE | 212.91 | EA | 1
564010 | United States | USD | BRAID,POWER,SHUNT,PBC 120 | 140.63 | EA | 2
RBT1891HB | United States | USD | MATERIAL,FILLER,#18 T-SER | 90.44 | EA | 1
534011 | Asia | USD | FLEX ADV2MTC 3X20X1 | 92.64 | EA | 3
LPC206B | United States | USD | POINT,CU,BARE,3/8IN X | 36.2 | EA | 1
TAC1G1K | United States | USD | MOLD,CABLE,HORZ TEE | 212.91 | EA | 1
GTC16Y2 | Europe | USD | MOLD GTC16Y2 | 212.91 | EA | 1
534008RW04 | United States | USD | FLEXIBLE,ADV,6X15.5X0.8RW | 28.42 | EA | 10
PB10SS2W3N | United States | USD | MOLD,CABLE,HORZ SPLICE | 153.72 | EA | 1
TL6 | United States | USD | LUG,SOLDERLESS,35 AMP | 1.93 | EA | 0
TACY9Y8 | Europe | USD | MOLD TACY9Y8 | 212.91 | EA | 1
HSC2V003 | United States | USD | MOLD,CABLE TO HORZ STL,HO | 212.91 | EA | 1
XBM2G2Q | United States | USD | MOLD,CABLE,HORZ X LAPPED | 649.88 | EA | 1
561600 | Asia | USD | METAL SPACER M4 X 30 | 0.83 | EA | 50
B801M01A2 | United States | USD | SAMPLE,BLOCK,GRD ROD DISP | 88.6 | EA | 1
A809A04F130 | United States | USD | WIRE,CU,SOL,BARE,#6,130 F | 272.15 | EA | 1
556675B | United States | USD | BRAID,CU,25MM2,BLK,MBJ 25 | 1.78 | EA | 1
FJ2Q480 | United States | USD | JUMPER,SWAGED,4/0 CONC | 866 | EA | 1
UTB110SP | United States | USD | PROTECTOR,SURGE,UTB,1PAIR | 141.68 | EA | 1
LPLC431 | United States | USD | BASE,CU,CIRCUIT,LEAD | 285.24 | EA | 1
285122L2 | United States | USD | KIT,FLEXIBBAR,LAM | 582.62 | EA | 10
TAC2GS5 | United States | USD | MOLD,CABLE,HORZ TEE | 212.91 | EA | 1
559662 | United States | USD | INS,1-1/2,1/4-20 X 1/2 | 2.67 | EA | 25
534056RW32 | United States | USD | FLEXIBAR,ADV,6X100X1,RW | 236.63 | EA | 1
LPA537 | Europe | USD | PLATE,AL,CAST,FLAT METAL, | 15.12 | EA | 1
GPECNEG024 | United States | USD | ELECTRODE,GRD PLATE,1/4 X | 349.32 | EA | 0
715660 | United States | USD | PIN, COOLING, DRILL | 12.54 | EA | 1
EGBA38509AA | United States | USD | BAR,GRD BUS,3/8 X 5 X 9 | 180 | EA | 1
RTPY4M | Europe | USD | MOLD RTPY4M | 234 | EA | 1
EL36P9JQ | United States | USD | COUPLER,LENTON POSITION,W | 209.48 | EA | 1
554302 | United States | USD | BRAID,EARTH,SS,25MM2,CPI | 19.53 | EA | 10
GTC151V | United States | USD | MOLD,CABLE TO GRD ROD,VER | 212.91 | EA | 1
TACY7Y7 | Europe | USD | MOLD TACY7Y7 | 212.91 | EA | 1
SBXSJ3334B | United States | USD | BOND,JUMPER,3/16 & 3/4 XS | 10.72 | EA | 1
EL2822A2 | United States | USD | COUPLER,LENTON STANDARD,# | 50.15 | EA | 1
563160 | Asia | USD | DISTRIBUTION KIT TRS 160A | 162.74 | EA | 1
ECM125 | United States | USD | CONNECTOR,LUG,CU,OFFSET T | 15.94 | EA | 0
EPD1224ATAAR1 | Europe | USD | ERICO PROTECTION DEVICE, | 427.14 | EA | 1
RTC532L | United States | USD | MOLD,CABLE TO REBAR,HORZ | 212.91 | EA | 1
LPA828 | United States | USD | STRAP,AL,SLATE ROOF CAP | 8.54 | EA | 1
HAR1G12GA | United States | USD | MOLD,#6 SOL TO .064X17X17 | 289.29 | EA | 1
534010ABB25 | United States | USD | FLEXIBAR,ADV,2X20X1MM,ABB | 135.85 | EA | 1
534010LAM01 | United States | USD | FLEXIBAR,ADV,2X20X1MM,LAM | 181.81 | EA | 10
557160 | Asia | USD | STAINLESS STEEL FLAT BRAID FSSB 25-16 | 12.24 | EA | 25
CAVBT1K | United States | USD | MOLD,CABLE TO VERT STL,VE | 207.39 | EA | 1
LAC9KGJ | United States | USD | MOLD,CABLE TO BUS/LUG,HOR | 212.91 | EA | 1
PB10SS3S001 | United States | USD | MOLD,CABLE,HORZ SPLICE | 153.72 | EA | 1
EL14A2N | United States | USD | COUPLER,LENTON,SOURCED,A2 | 12.27 | EA | 1
TSF6A240V | Europe | USD | FILTER, SURGE, 1PH, 240VA | 344.21 | EA | 1
508038 | United States | USD | BRAID,FLEXIBLE, | 1304.52 | EA | 1
EL25P9SSN | United States | USD | COUPLER,LENTON,POSITION, | 268.18 | EA | 1
CAFSA1VB | United States | USD | MOLD,CU TUBE TO BUS,VERT | 129.72 | EA | 1
RJC511T | United States | USD | MOLD,CABLE TO REBAR,VERT | 212.91 | EA | 1
CAHBA1L8 | United States | USD | MOLD,CABLE TO HORZ CAST I | 129.72 | EA | 1
534011ABB04 | United States | USD | FLEXIBAR,ADV,3X20X1,ABB | 77.73 | EA | 10
LPS451 | United States | USD | LUG,SS,BONDING,3 SQ IN | 156.79 | EA | 1
TACY6V1 | Europe | USD | MOLD TACY6V1 | 212.91 | EA | 1
569160 | United States | USD | TERMINAL,CONNECTION,FLEXI | 8.43 | EA | 10
HTCW7 | United States | USD | MOLD,CABLE TO HORZ STL,HO | 212.91 | EA | 1
569203 | Asia | USD | DISTRIB. BLOCK UD9C630AL | 69.1 | EA | 450
WT2SCMV01.5 | United States | USD | RECEPTOR ASSY, SIDE, | 387.8 | EA | 10
GFCW3DBG | United States | USD | MOLD,CABLE TO GRD ROD,HOR | 212.91 | EA | 1
CAHAA1YA | United States | USD | MOLD,CABLE TO HORZ STL,HO | 129.72 | EA | 1
LPA528 | Asia | USD | SPLICE,AL,CAST,CABLE, UNIV. PARALLEL | 23.89 | EA | 1
ML522 | United States | USD | HANDLE,QUICK-WEDGE,SUPPOR | 217.67 | EA | 0
SSPDTT3P150 | United States | USD | SSPD, TT THREE PHASE, | 595.03 | EA | 1
RJE612G | United States | USD | MOLD,CABLE TO REBAR,VERT | 596.26 | EA | 1
TSMI0100GR | United States | USD | STRUT,PIPE,CLAMP 1IN OD | 8.88 | EA | 100
RPSCW9STPW | United States | USD | WALKWAY,9 STEP,36IN WIDE | 167896.72 | EA | 1
ISOTMND | United States | USD | TERMINATION,UPPER,DOWNCON | 318.71 | EA | 1
534059ABB06 | United States | USD | FLEXIBAR,ADV,12X100X1,ABB | 500.14 | EA | 1
B30103 | United States | USD | COVER,MOLD,GRAPHITE,3/4 X | 19.41 | EA | 0
XLLQJEH2Q | United States | USD | MOLD,CABLE TO BUS/LUG, | 1502.06 | EA | 1
VNC2QLH | United States | USD | MOLD,CABLE TO VERT STL,HO | 212.91 | EA | 1
534010HDQ04 | United States | USD | FLEXIBAR,ADV,2X20X1MM,HDQ | 38.86 | EA | 1
PBK266 | Europe | USD | KIT, COACH SCREW EXTRACTI | 355.43 | EA | 1
RBT14101HSA | United States | USD | SLEEVE,CADWELD,#14 T-SER. | 149.52 | EA | 1
SCH16B | Asia | USD | CLAMP,STRUT,ONE PIECE 1 EMT 3/4 RIGID | 286.82 | EA | 100
SSC2QHQ | United States | USD | MOLD,CABLE,HORZ SPLICE | 212.91 | EA | 1
534407 | Asia | USD | IBSB ADV 50-230-8-10 | 15.82 | EA | 10
555110 | United States | USD | BRAID,CU,TINNED,CUSTOM, | 13.33 | EA | 1
EL28A2MGWICP | United States | USD | COUPLER,LENTON STANDARD,# | 65.23 | EA | 1
PB115PLUSF80 | United States | USD | CADWELD PLUS,#115,F80 | 14.38 | EA | 10
CONSADE25 | United States | USD | SADDLE,CONDUCTIVE,E2 36MM | 5.71 | EA | 5
ECRH102C4U | Europe | USD | GROUND ROD,ASSY,KIT,10FT, | 2104.45 | EA | 1
508007 | Asia | USD | FleXbus Cond., 220 mm?, 9,000 mm | 562.47 | EA | 1
ESB1/0 | United States | USD | CONNECTOR,SPLIT BOLT,SIL | 8.4 | EA | 50
GRC189J | United States | USD | MOLD,CABLE TO GRD ROD,VER | 212.91 | EA | 1
553030 | United States | USD | CONNECTOR,FLEXIBAR,50MM X | 12.88 | EA | 3
RDC521D | United States | USD | MOLD,CABLE TO REBAR, | 212.91 | EA | 1
GTC14Y3 | Europe | USD | MOLD GTC14Y3 | 212.91 | EA | 1
S429F4M16 | United States | USD | SLEEVE,CU,FLARED,775/24 R | 2.72 | EA | 25
PB71LSJH3Q | United States | USD | MOLD,CABLE,TO BUS/LUG, | 516.29 | EA | 1
ECB145144 | United States | USD | BUSBAR,GRD,CU,1/4X5X144IN | 1368.77 | EA | 1
534020TSL05 | United States | USD | FLEXIBAR,ADV, 6X24X1,TSL | 167.02 | EA | 10
6M | Asia | USD | CLIP,CONDUIT,14-2 THU 12-3,3/8 MC/AC 9/3 | 87.2 | EA | 0
ELHT903B40 | United States | USD | ROD,CONTROL,40MM, | 179.24 | EA | 1
LPC31258 | Europe | USD | BASE,CU,STRAP 5/8IN POINT | 61.72 | EA | 1
PTC3A3AW | United States | USD | MOLD,CABLE, HORZ THRU PAR | 253.23 | EA | 1
PQDM3332S277 | United States | USD | PQDM-11-1P-277V, FSPM3332 | 4239.94 | EA | 1
BMDEHEH | United States | USD | MOLD,BUS BAR,HORZ TEE BAR | 451.38 | EA | 1
GTC18T1 | United States | USD | MOLD,CABLE TO GRD ROD,VER | 212.91 | EA | 1
S1V55M | United States | USD | MOLD,HV CABLE SPLICE,HORZ | 243.9 | EA | 1
155300EMT01 | United States | USD | ROD,GRD,5/8X1.2M,CU BOND, | 31.45 | EA | 5
PBWX3RH | United States | USD | MOLD,RAIL,FORMED CABLE TO | 100.23 | EA | 1
FLXPLAM0071 | Asia | USD | 718-A57282-001 | 294.79 | EA | 1
534021SAF03 | United States | USD | FLEXIBAR,ADV,8X24X1MM,SAF | 220.8 | EA | 10
PTC3Q2LW | United States | USD | MOLD,CABLE, HORZ THRU PAR | 253.23 | EA | 1
SBS24882B | United States | USD | BOND,JOINT HEAD,3/16X6 1/ | 3.19 | EA | 20
B545A26 | United States | USD | BRACKET,MOUNTING,1/8X1,W/ | 7.49 | EA | 0
PBWD101 | United States | USD | DIE,HAMMER,RAIL PWR,50MM2 | 130.39 | EA | 1
TAC2B2B | United States | USD | MOLD,CABLE, HORZ TEE | 212.91 | EA | 1
PB10GF101T001 | United States | USD | MOLD,CABLE TO GRD ROD,HOR | 214.91 | EA | 1
RDH562G | United States | USD | MOLD,CABLE TO REBAR,HORZ | 373.05 | EA | 1
RRH548F | United States | USD | MOLD,CABLE TO REBAR,HORZ | 373.05 | EA | 1
LPC222 | United States | USD | POINT,CU,1/2IN X 12IN | 62.16 | EA | 1
TAC9H2Q | United States | USD | MOLD,CABLE,HORZ TEE | 212.91 | EA | 1
545851 | Asia | USD | 6.5X13MM DIE | 420.4 | EA | 1
HDGBD16 | United States | USD | MOLD,GRD ROD TO ROD,RECEP | 451.38 | EA | 1
PVT21500R | Asia | USD | PV CLASS 2, 1500VDC | 210.78 | EA | 30
634400 | United States | USD | ROD,GRD,1X10,CU BONDED,10 | 354 | EA | 1
EL36P84700 | United States | USD | COUPLER,LENTON,POSITION, | 436.16 | EA | 1
BMKHA001 | United States | USD | MOLD,BUS BAR,HORZ TEE BAR | 966.13 | EA | 1
LPAAR0510 | United States | USD | TERMINAL,AIR,500MM,10MM D | 57.83 | EA | 1
CAVHT1L10 | United States | USD | MOLD,CABLE TO VERT CAST I | 207.39 | EA | 1
635830SP15 | United States | USD | ROD,GRD,5/8X3,SEC,CU BOND | 17.18 | EA | 0
PBW32W00443LHB | United States | USD | BOND,STUB,IMPD SIDE,250 | 115.24 | EA | 0
ERICORE012U | United States | USD | DOWNCONDUCTOR,LIGHTNING, | 1574.29 | EA | 1
XAC2V2L | United States | USD | MOLD,CABLE,HORZ X SAME | 212.91 | EA | 1
RBW6559A | United States | USD | SLEEVE,CADWELD,LOW SLIP # | 86.71 | EA | 1
B165R | United States | USD | RECEPTACLE,GRD,W/REMVE ST | 199.45 | EA | 1
RCE52Y4 | United States | USD | MOLD,CABLE TO REBAR,VERT | 596.26 | EA | 1
PBW3SRH | United States | USD | MOLD,RAIL,CABLE HORZ TO W | 113.42 | EA | 1
GBJGR182GR1 | United States | USD | MOLD,GRD ROD TO ROD/RECEP | 882.44 | EA | 1
635800GAL01 | United States | USD | ROD,GRD,5/8X10,SEC,CU BON | 50.21 | EA | 5
556000 | United States | USD | POLY,SLEEVE,SPIRFLEX,50M, | 1.03 | MR | 1
ESB2 | Europe | USD | CONNECTOR,SPLIT BOLT,SIL | 10.79 | EA | 50
VTC9G | United States | USD | MOLD,CABLE TO VERT STL,HO | 212.91 | EA | 1
EL22A2MG | United States | USD | COUPLER,LENTON STANDARD, | 34.74 | EA | 1
EGBC14448NN | United States | USD | BUSBAR,GRD,CU,1/4X4X48,NN | 528 | EA | 1
EGBA14418CCT | United States | USD | BAR,GRD BUS,1/4 X 4 X 18, | 252 | EA | 1
ERICORE001T | United States | USD | DOWNCONDUCTOR,LIGHTNING, | 1391.42 | EA | 1
LPA30912 | Europe | USD | BASE,AL,POINT,1/2IN, | 27.35 | EA | 1
TMGBA24L33P | United States | USD | BAR ASSY,GRD BUS,1/4X4X24 | 282 | EA | 1
SCB7501APLUS | United States | USD | WELD METAL,CADWELD RAIL | 60.78 | EA | 1
534010ABB11 | United States | USD | FLEXIBAR,ADV,2X20X1MM,ABB | 104.14 | EA | 10
LMCEE2C | United States | USD | MOLD,CABLE TO BUS/LUG,VER | 212.91 | EA | 1
ERICORE340U | United States | USD | DOWNCONDUCTOR,LIGHTNING, | 41686.335 | EA | 1
B103JH001BLK | United States | USD | LUG,BOND,1/2X2 1 HOLE,TIN | 46.08 | EA | 0
LPC1251000 | United States | USD | CABLE,CU,ROPELAY,24 STR X | 5.59 | EA | 1000
LECP120CAJ | United States | USD | MOLD,CABLE TO BUS/LUG,HOR | 212.91 | EA | 1
TACY7A7 | United States | USD | MOLD,CABLE HORZ TEE | 212.91 | EA | 1
ERICORE080T | United States | USD | DOWNCONDUCTOR,LIGHTNING, | 11755.369 | EA | 1
VVR2GV3CW | United States | USD | MOLD,CABLE TO VERT STL,VE | 309.45 | EA | 1
534036ABBI05 | United States | USD | FLEXIBAR,ADV,10X40X1,ABBI | 239.68 | EA | 10
TACY7Y7 | United States | USD | MOLD,CABLE,HORZ TEE | 212.91 | EA | 1
561730 | Asia | USD | METAL SPACER M5 X 60 | 1.54 | EA | 25
XLTAC2Q9FW | United States | USD | MOLD,CABLE,HORZ TEE | 313.21 | EA | 1
EDT235020R | United States | USD | ENHANCED TYPE 2, 350V, 20 | 153.24 | EA | 1
LJCEG2Q | Europe | USD | MOLD LJCEG2Q | 212.91 | EA | 1
285051B | United States | USD | KIT,FLEXIBAR,LAM ABB 1.5 | 1488.422 | EA | 10
GTT161D | United States | USD | MOLD,CABLE TO GRD ROD,VER | 207.39 | EA | 1
PB10SSY9 | United States | USD | MOLD,CABLE,HORZ SPLICE | 153.72 | EA | 1
TAC3H2V | United States | USD | MOLD,CABLE,HORZ TEE | 212.91 | EA | 1
LPC247ST | Asia | USD | POINT,CU,BLUNT,5/8INX36IN-NICKEL PLATED | 208.38 | EA | 1
XACY4Y1 | Europe | USD | MOLD XACY4Y1 | 212.91 | EA | 1
EGBA14448AA | United States | USD | BAR,GRD BUS,1/4 X 4 X 48 | 555 | EA | 1
RJE58Y6 | United States | USD | MOLD,CABLE TO REBAR,VERT | 596.26 | EA | 1
PGCY4Y1 | United States | USD | MOLD,CABLE, HORZ THRU PAR | 212.91 | EA | 1
EL12SACF | United States | USD | COUPLER,LENTON,#4,CLIPPED | 15.62 | EA | 1
ECB14236 | United States | USD | BUSBAR,GRD,CU,1/4X2X36IN, | 72.15 | EA | 1
SSC2GW | United States | USD | MOLD,CABLE,HORZ SPLICE,W/ | 253.23 | EA | 1
HAH2Q3C | United States | USD | MOLD,CABLE TO HORZ STL,HO | 373.05 | EA | 1
SBB2516APRWH | United States | USD | COVER ASSY,MOLD & FRAME,T | 43.9 | EA | 1
PB80PG002 | United States | USD | MOLD,CABLE,HORZ THRU PARA | 697.55 | EA | 1
285110 | United States | USD | KIT,FLEXIBAR,ADV,EATON | 418.02 | EA | 10
NDF222Q | United States | USD | MOLD,CABLE TO GRD ROD,HOR | 507.28 | EA | 1
A240E2S48001LH | United States | USD | CLAMP,FENCE,4/0X48 FLEX J | 421.75 | EA | 1
635837BULKLW | United States | USD | KIT,GRD ROD,3PC,5/8X3 FT, | 82.86 | EA | 50
HAH2G350C | United States | USD | MOLD,CABLE TO HORZ STL HO | 373.05 | EA | 1
IJS10003 | United States | USD | TOOL,CUTTING,SLOTTER,INSU | 136.55 | EA | 1
XLHAA1L | United States | USD | MOLD,CABLE TO HORZ STL,HO | 132.28 | EA | 1
RBT51012HA | United States | USD | SLEEVE,CADWELD,#5 -2 T- | 94.82 | EA | 1
GTC16Y9 | United States | USD | MOLD,CABLE TO GRD ROD,VER | 212.91 | EA | 1
TSF6A240V | Asia | USD | FILTER, SURGE, 1PH, 240VAC, 6A | 344.21 | EA | 0
534060ABB01 | United States | USD | FLEXIBAR,ADV,10X120X1,ABB | 575.95 | EA | 1
SSC2P | Europe | USD | MOLD,CABLE,HORZ SPLICE | 212.91 | EA | 1
PBB285S6A132 | United States | USD | BOND,IMPD CENTER LEAD | 257.38 | EA | 1
GMR181L | United States | USD | MOLD,CABLE TO GRD ROD,VER | 289.29 | EA | 0
PBWY7 | United States | USD | MOLD,PAIR,CABLE HORZ TO R | 260.9 | EA | 1
HAAW3 | Europe | USD | MOLD HAAW3 | 129.72 | EA | 1
GTC168B | United States | USD | MOLD,CABLE TO GRD ROD,VER | 212.91 | EA | 1
508117 | United States | USD | COPPER,BUSBAR, | 166.04 | EA | 1
PTC9L2P | United States | USD | MOLD,CABLE,HORZ THRU PARA | 212.91 | EA | 1
LQJEH3Q | United States | USD | MOLD,CABLE TO BUS/LUG,VER | 882.44 | EA | 1
556970 | United States | USD | BRAID,PREFAB,500X23X2.1MM | 16.8 | EA | 10
PCCY2Y2 | United States | USD | MOLD,CABLE,HORZ TAP PARAL | 212.91 | EA | 1
XLYRF4T4P001RHS | United States | USD | MOLD,CABLE,HORZ Y 20 DEG | 602.4 | EA | 1
NCR181E | United States | USD | MOLD,CABLE TO GRD ROD,HOR | 289.29 | EA | 1
GTC161T | United States | USD | MOLD,CABLE TO GRD ROD,VER | 212.91 | EA | 1
SBB2721S | United States | USD | SHUNT,DUAL BASE,0.06 OHM | 260.77 | EA | 1
TDX200S120/240 | United States | USD | PROTECTOR,SURGE,TDX200S,2 | 2094.42 | EA | 1
LPC481LGP | United States | USD | BASE,TERMINAL,AIR,CAST | 11.61 | EA | 1
GTC163X | United States | USD | MOLD,CABLE TO GRD ROD,VER | 212.91 | EA | 1
SSPDTT1P300 | Europe | USD | SSPD, TT SINGLE PHASE, 30 | 374.45 | EA | 1
SBS24882CWP | United States | USD | BOND,JOINT HEAD,3/16X6 1/ | 9.48 | EA | 60
PVT1500M | Europe | USD | PV MODULE, 500VDC | 105.36 | EA | 1
B548A56 | United States | USD | KIT,MOUNTING,3/4X1-2W BAR | 17.76 | EA | 1
SSC2A | United States | USD | MOLD,CABLE,HORZ SPLICE | 212.91 | EA | 1
534020FW09 | United States | USD | FLEXIBAR,ADV,6X24X1MM,FW, | 201.52 | EA | 25
SST1Y | United States | USD | MOLD,CABLE,HORZ SPLICE | 207.39 | EA | 1
549370 | United States | USD | MODULE,SUPPORT,CABS 4/5T | 45.57 | EA | 1
PBB152022 | United States | USD | PACKING,CONNECTION,PB99HW | 1.77 | EA | 0
A927N004 | United States | USD | WING,BOLT,1/4-20X4,ZINC P | 0.24 | EA | 0
PBCY4001RHM | United States | USD | MOLD,BOND,70MM2 CONC | 153.72 | EA | 1
PPC2Q2Q | United States | USD | MOLD,CABLE,HORZ ELL | 212.91 | EA | 1
SBA927T003 | United States | USD | STUD,SPECIAL,14-24NS-2A,S | 155.83 | EA | 0
UTB15DP | Asia | USD | UTB, 2PAIR, PLUGABLE, 30V, 800MA,20KA | 204.88 | EA | 1
534034ARZ30 | United States | USD | FLEXIBAR,ADV,6X40X1MM,ARZ | 264.92 | EA | 10
VGPY1M | Europe | USD | MOLD VGPY1M | 158.37 | EA | 1
RTBN12M | Asia | USD | RAIL TRANSIENT BARRIER, 12 V, MODULE | 103.4 | EA | 1
HSC3Q | United States | USD | MOLD,CABLE TO HORZ STL,HO | 212.91 | EA | 1
LPA66524 | United States | USD | CONNECTION,THRU,ROOF,24IN | 200.21 | EA | 1
LACY5FAK | United States | USD | MOLD,CABLE TO BUS/LUG,HOR | 212.91 | EA | 1
534056RW53 | United States | USD | FLEXIBAR,ADV,6X100X1MM,RW | 639.74 | EA | 10
LPS425 | United States | USD | POINT,SS,INDUSTRIAL STACK | 240.15 | EA | 1
PTC2Q2Q | United States | USD | MOLD,CABLE,HORZ THRU PARA | 212.91 | EA | 1
VVR2QW | United States | USD | MOLD,CABLE TO VERT STL,VE | 309.45 | EA | 1
EPT1450 | Europe | USD | COUPLER FOR EPT PIGTAIL | 40.32 | EA | 1
BMCEAJEAJ | Europe | USD | MOLD BMCEAJEAJ | 212.91 | EA | 1
150 | Asia | USD | WELDMETAL, F20 150 GM | 27.72 | EA | 50
534018RW16 | United States | USD | FLEXIBAR,ADV,4X24X1MM,RW, | 115.09 | EA | 1
505613 | United States | USD | BUSBAR,SPECIAL,1/8X1X4-1/ | 23.92 | EA | 0
CWP1JUC | United States | USD | CLAMP,WATER PIPE,BRZ 1/2- | 5.91 | EA | 0
534027IR08 | United States | USD | FLEXIBAR,ADV,6X32X1MM,IR, | 344.99 | EA | 1
LPC30938 | Asia | USD | BASE, CU, POINT, 3/8IN,ADHESIVE | 47.82 | EA | 1
VSP1K | United States | USD | MOLD,CABLE TO VERT STL,45 | 233.95 | EA | 1
534025 | Asia | USD | FLEX ADV2MTC 4X32X1 | 168.76 | EA | 2
505616SP | United States | USD | BUSBAR,SPECIAL,3/8X15.125 | 1513.94 | EA | 0
GRC221T | United States | USD | MOLD,CABLE TO GRD ROD, | 212.91 | EA | 1
GTC183A | United States | USD | MOLD,CABLE TO GRD ROD,VER | 212.91 | EA | 1
EL57T36P14L | United States | USD | COUPLER,LENTON,POSITION, | 260.96 | EA | 1
CC5A40INS | Europe | USD | INSUL COMP CABLE,161 STR | 3491.89 | MT | 0
NDF183Q | United States | USD | MOLD,CABLE TO GRD ROD,HOR | 507.28 | EA | 1
RHC522L | United States | USD | MOLD,CABLE TO REBAR,HORZ | 212.91 | EA | 1
611330 | United States | USD | ROD,GRD,1/2X3,CU CLAD,10 | 15.39 | EA | 5
FLXPLAM0009 | Asia | USD | 718-A57363-001 | 566.92 | EA | 1
ERICORE050T | United States | USD | DOWNCONDUCTOR,LIGHTNING, | 8502.97 | EA | 1
LMCCG2Q | United States | USD | MOLD,CABLE TO BUS/LUG,VER | 212.91 | EA | 1
SBPAJB48 | United States | USD | BOND,PLUG,S5 48 LONG | 14.3 | EA | 50
TAC2Q3D | United States | USD | MOLD,CABLE,HORZ TEE | 212.91 | EA | 1
EGBA14336BB | United States | USD | BAR,GRD BUS,1/4 X 3 X 36 | 342 | EA | 1
TGBA10L04PT | United States | USD | TELECOM GROUNDING BUSBAR, | 108 | EA | 1
PTC2B1H | United States | USD | MOLD,CABLE,HORZ THRU PARA | 212.91 | EA | 1
SBA1811 | United States | USD | COUPLING,SHEAR,BRIGGS & S | 46.28 | EA | 1
SBTBS3324B | United States | USD | BOND,SWITCH,3/16 BARE 24 | 7.97 | EA | 25
508014 | United States | USD | BRAID,FLEXIBLE, | 533.63 | EA | 1
GR1161V | United States | USD | ONE-SHOT,CABLE TO GRD ROD | 20.93 | EA | 6
6158330 | United States | USD | EARTH ROD,CU BOND,POINTED | 19.29 | EA | 5
554352 | Asia | USD | CPI 50-600-12 | 35.01 | EA | 1
S02F | United States | USD | SLEEVE,CU,FLARED,4/0 RLAY | 3.81 | EA | 25
EL32S5BQMG | United States | USD | COUPLER,LENTON,STRAIGHT, | 103.75 | EA | 1
PTD9G9G | United States | USD | MOLD,CABLE, HORZ THRU PAR | 451.38 | EA | 1
TACW6W6 | United States | USD | MOLD,CABLE,HORZ TEE | 212.91 | EA | 1
534055 | United States | USD | FLEX ADV2MTC 5X100X1 | 697.03 | EA | 1
TAC1V1V | United States | USD | MOLD,CABLE,HORZ TEE | 212.91 | EA | 1
DSD1101S150 | United States | USD | DIVERTER,SURGE,150V,10KA, | 68.38 | EA | 1
RBT1891HSA | United States | USD | SLEEVE,CADWELD,#18 T-SER | 261.4 | EA | 1
534010ABB14 | United States | USD | FLEXIBAR,ADV,2X20X1MM,ABB | 123.48 | EA | 10
GRT14A1T | United States | USD | MOLD,CABLE TO GRD ROD,VER | 207.39 | EA | 1
CPC18PAJ | Europe | USD | MOLD CPC18PAJ | 212.91 | EA | 1
534020RW04 | United States | USD | FLEXIBAR,ADV,6X24X1MM,RW, | 140.67 | EA | 10
SES40P4803P | United States | USD | PROTECTOR,SURGE,480V 3PHA | 263.97 | EA | 1
HDTACY6Y6 | United States | USD | MOLD,CABLE,HORZ TEE | 212.91 | EA | 1
ERICORE021T | United States | USD | DOWNCONDUCTOR,LIGHTNING, | 4015.18 | EA | 1
DQC162V | United States | USD | MOLD,CABLE TO GRD ROD,HOR | 212.91 | EA | 1
6158839 | United States | USD | ROD,GRD,5/8X8,CU BONDED | 99.78 | EA | 5
LPC247B | Europe | USD | POINT,CU,BARE,5/8IN X | 113.58 | EA | 1
PCC2G1D | United States | USD | MOLD,CABLE, HORZ TAP PARA | 212.91 | EA | 1
CAGTN162GM | United States | USD | MOLD,CABLE TO GRD ROD,VER | 193.07 | EA | 1
GPR332Q | United States | USD | MOLD,CABLE TO GRD ROD,VER | 289.29 | EA | 1
EL32SAQ | United States | USD | COUPLER,LENTON,SA,#10, | 61.34 | EA | 1
XLTAC2Q1H | United States | USD | MOLD,CABLE,HORZ TEE | 252.73 | EA | 1
EDT230031R | Europe | USD | ENHANCED TYPE 2, 300V, 31 | 478.08 | EA | 1
FLXPHDQ0011 | United States | USD | FLEXIBAR,ADV,10X80X1,HDQ, | 277.96 | EA | 1
RBT810101 | United States | USD | SPLICE,KIT,#8/#10 CADWELD | 185.17 | EA | 1
SBGEM25A | United States | USD | MATERIAL,GRD ENHANCEMENT, | 138.81 | EA | 0
EGBA14312HH | United States | USD | BAR,GRD BUS,1/4 X 3 X 12 | 126 | EA | 1
LACY7FAM | United States | USD | MOLD,CABLE TO BUS/LUG,HOR | 212.91 | EA | 1
B532A1L72 | United States | USD | PLATE,GRD,ASSY,STRAIGHT,4 | 182.65 | EA | 1
EL25D6SA0725 | United States | USD | COUPLER,LENTON,SA HEAD, | 105.74 | EA | 1
RTBN12M | United States | USD | RAIL TRANSIENT BARRIER, | 103.4 | EA | 1
LPLC46258 | United States | USD | JUMPER,LEAD,COVERED,EYE | 470.95 | EA | 1
545820 | Asia | USD | 18MM PUNCH | 218.77 | EA | 1
EGBA12436MM | United States | USD | BUSBAR,GRD,CU,1/2X4X36,MM | 666 | EA | 1
VTC9D4 | United States | USD | MOLD,CABLE TO VERT STL,HO | 212.91 | EA | 1
EL10A12N | United States | USD | COUPLER,LENTON,A12,#3 | 11.97 | EA | 1
XLRHC51Y6 | Europe | USD | MOLD,CABLE TO REBAR,HORZ | 289.29 | EA | 1
TAC9C2Q | United States | USD | MOLD,CABLE,HORZ TEE | 212.91 | EA | 1
PBWX6 | United States | USD | MOLD,BOND,FIELD MADE BOND | 114.31 | EA | 1
534021 | United States | USD | FLEX ADV2MTC 8X24X1 | 237.54 | EA | 3
TAC2C2G | United States | USD | MOLD,CABLE,HORZ TEE | 212.91 | EA | 1
LJCEGY8 | United States | USD | MOLD,CABLE TO BUS/LUG,HOR | 212.91 | EA | 1
TDS150M150 | United States | USD | MODULE, TD, 150V, 50KA | 120.82 | EA | 1
B102EEOL | Asia | USD | LUG,CU,1/4 X 1 W/2-9/16 HOLES,OFFSET,PKG | 30.41 | EA | 10
CWP6J | United States | USD | CLAMP,WATER PIPE,BRZ 4-1/ | 72.5 | EA | 10
RHS2X6H07RNF | United States | USD | CABLE,CU,INSULATED,6MM2, | 21.55 | EA | 0
LLCEE2C | United States | USD | MOLD,CABLE TO BUS/LUG,VER | 212.91 | EA | 1
EL25D16 | United States | USD | COUPLER,LENTON,TERMINATOR | 16.16 | EA | 1
EGBA18212GG | United States | USD | BAR,ASSY,GRD BUS,1/8 X 2 | 88.7 | EA | 1
HVC18 | United States | USD | MOLD,STUD TO VERT STL | 212.91 | EA | 1
534052STB02 | United States | USD | FLEXIBAR,ADV,8X80X1,STB | 301.04 | EA | 10
M2372X | Europe | USD | FRAME,ASSY,3 PC,WITH | 228.47 | EA | 0.5
PNC2J001 | United States | USD | MOLD,CABLE, VERT DEAD END | 212.91 | EA | 1
EL3620A2 | United States | USD | COUPLER,LENTON STANDARD,# | 64.8 | EA | 1
CC5A05 | Europe | USD | COMP CABLE,76M,19 STRANDS | 597.46 | MT | 0
LPA55112 | United States | USD | LUG,AL,CAST,BONDING,1/2IN | 21.72 | EA | 1
554003 | United States | USD | JUMPER,CU,(1)PC 1/0 CU RO | 36.8 | EA | 0
SBS24883CWPW2 | United States | USD | BOND,JONT HEAD,3/16X7-1/2 | 17.46 | EA | 60
ZGRDROD | United States | USD | ROD,GRD,9/16 DIAMETER, | 102999.99 | EA | 0
EGGBA14424QQ2A | United States | USD | BUSBAR,GROUND,ASSEMBLY | 322.28 | EA | 1
ZCCSS15 | United States | USD | MOLD,CABLE,NO BUILD-UP | 212.91 | EA | 1
563510 | United States | USD | BRAID,PREFAB,250X50X4MM, | 29.04 | EA | 10
FC083 | United States | USD | CLAMP, UNIV FENCE 1-1/2, | 74.89 | EA | 15
534010ABB01 | United States | USD | FLEXIBAR,ADV,2X20X1MM,ABB | 27.38 | EA | 10
SB20104B | United States | USD | BOND,CADWELD TAB,3/16X6 1 | 3.64 | EA | 20
VSCY9 | United States | USD | MOLD,CABLE TO VERT STL,45 | 212.91 | EA | 1
VGC8C | United States | USD | MOLD,CABLE TO VERT STL,HO | 212.91 | EA | 1
534029 | Asia | USD | FLEX ADV2MTC 10X32X1 | 403.32 | EA | 2
SBPAJA24 | United States | USD | BOND,JUMPER PLUG,6 COMPOS | 8.87 | EA | 50
FLXPHDQ0004 | United States | USD | FLEXIBAR,ADV,10X80X1,HDQ, | 337.71 | EA | 1
RHH582C | United States | USD | MOLD,CABLE TO REBAR,HORZ | 373.05 | EA | 1
GRC331L | United States | USD | MOLD,CABLE TO GRD ROD,VER | 212.91 | EA | 1
RHH552L | United States | USD | MOLD,CABLE TO REBAR,HORZ | 373.05 | EA | 1
VSC3X | United States | USD | MOLD,CABLE TO VERT STL,45 | 212.91 | EA | 1
RBT10911A | United States | USD | SLEEVE,CADWELD,#10 -1 T | 89.42 | EA | 1
CAVHP1V12 | United States | USD | MOLD,CABLE TO VERT CAST I | 233.95 | EA | 1
LPA527 | Asia | USD | SPLICE,AL,CAST,CABLE, UNIV. PARALLEL | 14.61 | EA | 1
XBQY5Y5 | Europe | USD | MOLD XBQY5Y5 | 406.5 | EA | 1
611353 | Europe | USD | EARTH ROD,CU BOND,POINTED | 27.14 | EA | 5
534051HLC01 | United States | USD | FLEXIBAR,ADV,6X80X1MM,HLC | 93.13 | EA | 10
PQC160-120/240V | United States | USD | SES160B120/240SP | 1283.89 | EA | 1
CAD11 | United States | USD | DIE,ASSY,HAMMER,4 CONC,22 | 294.86 | EA | 0
XLPB13STY7LH | United States | USD | MOLD,CABLE TO RAIL,HORZ T | 715.08 | EA | 1
TAC2Q9DW | United States | USD | MOLD,CABLE,HORZ TEE W/WEA | 273.39 | EA | 1
LPA517 | Asia | USD | SPLICE,AL,CAST,CABLE UNIV,PARALLEL | 18.91 | EA | 0
EL794DBOX | United States | USD | PLATE,FORM SAVER,#7 | 0.44 | EA | 300
534010DCI03 | United States | USD | FLEXIBAR,ADV,2X20X1MM,DCI | 50.1 | EA | 1
LKT14ES | United States | USD | COUPLER,LENTON,INTERLOK,# | 237.19 | EA | 1
EGBA14424RR | United States | USD | BAR,GRD BUS,1/4 X 4 X 24 | 282 | EA | 1
EGBA14215EET | Europe | USD | BAR ASSY,GRD BUS,1/4X2X15 | 153 | EA | 1
XBM9B9B | United States | USD | MOLD,CABLE,HORZ X LAPPED | 649.88 | EA | 1
LPC605 | United States | USD | POINT,CU,CONCEALED,1/2IN | 161.38 | EA | 1
GCHSC67 | Asia | USD | KIT,CLIP,GLUED RAIL TIE,6-7MM DIA | 268.69 | EA | 1
ERICORE120U | United States | USD | DOWNCONDUCTOR,LIGHTNING, | 15742.716 | EA | 1
PB10GR181H | United States | USD | MOLD,CABLE TO GRD ROD,VER | 208.86 | EA | 1
SCH32B | Asia | USD | CLAMP,STRUT,ONE PIECE 2 EMT 1 1/2 RIGID | 339.52 | EA | 0
613859PTBLK | United States | USD | ROD,GRD,3/8X5,CU BONDED | 70.75 | EA | 0
CAHAAY4 | United States | USD | MOLD,CABLE TO HORZ STL | 129.72 | EA | 1
GRC169W | United States | USD | MOLD,CABLE TO GRD ROD,VER | 212.91 | EA | 1
XBM2G2GW | United States | USD | MOLD,CABLE,HORZ X LAPPED | 730.52 | EA | 1
EL16SAEDCF | United States | USD | COUPLER,LENTON,#5,EPOXY, | 31.37 | EA | 1
534052RW07 | United States | USD | FLEXIBAR,ADV,8X80X1MM,RW, | 191.65 | EA | 10
A806A13F | United States | USD | BOND STRAND,SIGNAL,3/16, | 1.61 | EA | 1
LPC810SL | United States | USD | HOLDER,CABLE,STAMPED,FING | 1.9 | EA | 1
RBW34676B | United States | USD | FRAME,BODY,FOR CRUCIBLE | 34.98 | EA | 1
LPC229BST96 | United States | USD | POINT,CU,BLUNT BARE,1/2IN | 195.7 | EA | 1
A235E2Q5RH | United States | USD | CLAMP,FENCE,4/0 X 5 FT TO | 258.51 | EA | 1
GTC313D | United States | USD | MOLD,CABLE TO GRD ROD, | 212.91 | EA | 1
TACY6Y3 | United States | USD | MOLD,CABLE,HORZ TEE | 212.91 | EA | 1
FLXPSHL0011 | United States | USD | FLEXIBAR,ADV,5X20X1MM,SHL | 91.225 | EA | 1
LPA2855F5M | United States | USD | ADAPTER,AL,SWIVEL,5/8IN | 41.1 | EA | 1
534031IR02 | United States | USD | FLEXIBAR,ADV,3X40X1MM,IR | 153.18 | EA | 1
PB10SS3B001 | United States | USD | MOLD,CABLE,HORZ SPLICE | 153.72 | EA | 1
SB013209 | United States | USD | GUARD,BELT | 159.39 | EA | 1
SLK3L2 | Asia | USD | SLK3 3MM WIRE, 2M LONG, HOOK END | 1744.6 | EA | 100
561132 | Asia | USD | SBLL250 POWER TERMINAL | 19.55 | EA | 20
EPD240TDAARB | United States | USD | ERICO PROTECTION DEVICE, | 493.11 | EA | 1
PTCY8Y7 | Europe | USD | MOLD PTCY8Y7 | 212.91 | EA | 1
A109G | United States | USD | CABLE,SAMPLE,3 IN LONG, | 8.57 | EA | 25
503235FE01 | United States | USD | BRAID,CU,TIN,3.75INX5MM | 109.51 | EA | 1
EL784G | United States | USD | BOLT,LENTON THRD,#4 5/8 1 | 5.81 | EA | 1
PBC2WRHM | United States | USD | MOLD,C BOND,250KCM RLAY,R | 153.72 | EA | 1
SES200120/240CM | United States | USD | PROTECTOR,SURGE,120/240V | 6505.6 | EA | 1
TAC8C2L | United States | USD | MOLD,CABLE,HORZ TEE | 212.91 | EA | 1
RRH582Q | United States | USD | MOLD,CABLE TO REBAR,HORZ | 373.05 | EA | 1
508004 | Asia | USD | FleXbus Cond., 220 mm?, 6,000 mm | 416.52 | EA | 1
LPC302L38 | Europe | USD | BASE,CABLE,AND AIR TERMIN | 73.41 | EA | 1
EL12S4 | United States | USD | COUPLER,LENTON,STRAIGHT, | 30.86 | EA | 1
TAC8D8D | United States | USD | MOLD,CABLE,HORZ TEE | 212.91 | EA | 1
LPC664L | Asia | USD | CONNECTION,THRU,ROOF,TCU CAP | 141.95 | EA | 0
RDH602Q | United States | USD | MOLD,CABLE TO REBAR,HORZ | 373.05 | EA | 1
GTP181HM | United States | USD | MOLD,CABLE TO GRD ROD,VER | 158.37 | EA | 1
534020ABB01 | United States | USD | FLEXIBAR,ADV,6X24X1MM,ABB | 171.49 | EA | 1
554103 | United States | USD | JUMPER,PRESSWELD,(38).01X | 363.74 | EA | 0
PTC2G1T | United States | USD | MOLD,CABLE, HORZ THRU PAR | 212.91 | EA | 1
EGRD34I | Asia | USD | INSERT FOR 17.2MM IDA GROUND ROD | 160.11 | EA | 1
SBTBTB4E | United States | USD | WELDER,BOND,5/16 & 1 TAB, | 91.81 | EA | 1
EL25C12SWSP01 | United States | USD | COUPLER,LENTON,SPECIASIL, | 59.48 | EA | 1
RJE55Y4 | Europe | USD | MOLD RJE55Y4 | 596.26 | EA | 1
LPC125250 | United States | USD | CABLE,CU,ROPELAY,24 STR X | 7.85 | FT | 250
PBW13S00150B | United States | USD | BOND,JOINT,500 RLAY INSUL | 209.96 | EA | 1
HDGYE182G | United States | USD | MOLD,CABLE TO GRD ROD,VER | 596.26 | EA | 1
534522 | Asia | USD | IBS ADV 185-530-10 | 136.27 | EA | 2
TAC3A3AW | United States | USD | MOLD,CABLE,HORZ TEE | 273.39 | EA | 1
A238KC2S24RH | United States | USD | CLAMP,FENCE,4/0 X 24 IN | 508.75 | EA | 1
ERICORE152U | United States | USD | DOWNCONDUCTOR,LIGHTNING, | 19940.779 | EA | 1
561850 | Asia | USD | METAL SPACER M6 X 100 | 2.43 | EA | 10
534026SE09 | United States | USD | FLEXIBAR,ADV,5X32X1MM,SE, | 335.99 | EA | 1
TAC2P1L | United States | USD | MOLD,CABLE,HORZ TEE | 212.91 | EA | 1
VNC1HLH2 | United States | USD | MOLD,CABLE TO VERT STL,HO | 212.91 | EA | 1
SBTBT7B | United States | USD | WELDER,BOND,5/16 TAB,T7 P | 395.17 | EA | 1
PQCF160-120V | United States | USD | SES160F120V | 1449.43 | EA | 1
ESBP2 | United States | USD | CONNECTOR,SPLIT BOLT,DUAL | 6.67 | EA | 100
CAHAA1LA | United States | USD | MOLD,CABLE TO HORZ STL,HO | 129.72 | EA | 1
534026PDI38 | United States | USD | FLEXIBAR,ADV,5X32X1MM,PDI | 100.01 | EA | 10
RTBN130M | United States | USD | RAIL TRANSIENT BARRIER, | 78.07 | EA | 1
DSD50M1060DC | United States | USD | REPLACEMENT MODULE, 1060V | 141.31 | EA | 1
512HDR1 | United States | USD | HANGER,BOX,ACOUSTICAL TEE | 13.15 | EA | 25
XLSSC2Q | United States | USD | MOLD,CABLE,HORZ SPLICE | 252.73 | EA | 1
RCE541L | United States | USD | MOLD,CABLE TO REBAR,VERT | 596.26 | EA | 1
RCE592Q | United States | USD | MOLD,CABLE TO REBAR,VERT | 596.26 | EA | 1
519142 | United States | USD | BRAID,CU,TINNED,ASSY | 34.58 | EA | 1
A929A095 | Asia | USD | WASHER,FLAT,1/4 S.S. | 0.28 | EA | 1
EL25D6MG | United States | USD | COUPLER,LENTON TERMINATOR | 35.3 | EA | 1
554422B | United States | USD | BRAID,SS,LUG,70MM2,BULK | 83.15 | EA | 50
LPA273CTO | Asia | USD | ROD,AL,SOLID EXTENSION 5/8 IN DIA CTO | 22.99 | EA | 1
EWBCGA24BCH | United States | USD | BOND,ASSY,ROD/CABLE,WELDA | 160.88 | EA | 1
XLGTC181V | United States | USD | MOLD,CABLE TO GRD ROD,VER | 252.73 | EA | 1
GPECCDK0242Q024 | United States | USD | PLATE,GRD,ELECTRODE,ASSY, | 717.58 | EA | 1
534060L3MP | United States | USD | FLEXIBAR,BUSBAR,MTO, | 99999.99 | EA | 25
559683 | United States | USD | INS,2-1/8,3/8-16 X 5/8 | 4.91 | EA | 25
ERICORE038T | United States | USD | DOWNCONDUCTOR,LIGHTNING, | 6791.14 | EA | 1
HTC2G2 | United States | USD | MOLD,CABLE TO HORZ STL,HO | 212.91 | EA | 1
PTC2Q8C | United States | USD | MOLD,CABLE, HORZ THRU PAR | 212.91 | EA | 1
B103GK005 | United States | USD | LUG,CU,3/8X3,9/16 MOUNT | 92.75 | EA | 5
XADY9Y9 | United States | USD | MOLD,CABLE,HORZ X SAME PL | 451.38 | EA | 1
PBWT202WRH | United States | USD | WELDER ASSY,RAIL,250 RLAY | 401.73 | EA | 1
RBF70 | United States | USD | MATERIAL,FILLER,REBAR FER | 39.34 | EA | 1
PB10LA3SEG | United States | USD | MOLD,CABLE TO BUS/LUG,HOR | 153.72 | EA | 1
VSC1V | United States | USD | MOLD,CABLE TO VERT STL,45 | 212.91 | EA | 1
PTCY7Y4 | Europe | USD | MOLD PTCY7Y4 | 212.91 | EA | 1
LPA246ST | United States | USD | POINT,AL,BLUNT 5/8 X 30IN | 24.04 | EA | 1
XAD3Q2Q | United States | USD | MOLD,CABLE,HORZ X SAME PL | 451.38 | EA | 1
548660 | United States | USD | INSULATOR,BUSBAR,ISO TP | 18.06 | EA | 10
613400 | United States | USD | ROD,GRD,3/4X10,CU BONDED | 68.83 | EA | 5
PVT21500R | United States | USD | PV TYPE 2, 1500VDC | 210.78 | EA | 1
566580GA04 | United States | USD | BUSBAR,FLEXIBLE,SUMMUM 2M | 116.18 | EA | 1
SCC29502A | United States | USD | WELD METAL,CADWELD RAIL S | 173.99 | EA | 1
534006GD01 | United States | USD | FLEXIBAR,ADV,2X15X0.8,GD, | 51.91 | EA | 10
PB10QT2Q85C | United States | USD | MOLD,CABLE TO RAIL,HORZ T | 153.72 | EA | 1
RBF210 | United States | USD | MATERIAL,FILLER,REBAR FER | 86.37 | EA | 1
LJCEG4L | United States | USD | MOLD,CABLE TO BUS/LUG,HOR | 212.91 | EA | 1
LPA536 | Asia | USD | WELDING PLATE,ALUM 8 IN SQ CONTACT | 129.52 | EA | 1
LPC66518NC | United States | USD | CONNECTION,THRU,ROOF,W/PV | 149.43 | EA | 1
548511 | United States | USD | INSULATOR,BUSBAR,ISO TP | 6.34 | EA | 25
LJCFALY3 | United States | USD | MOLD,CABLE TO BUS/LUG,HOR | 212.91 | EA | 1
RBW73910V | United States | USD | INSTALLATION KIT,EQUIP,#1 | 1536.46 | EA | 1
549300 | Asia | USD | CABS ALU PERFO PROFILE | 106.92 | EA | 2
WBTC69GRKIT | United States | USD | WIRE BASKET TRAY CONN | 30.26 | EA | 1
SBS8BARE | United States | USD | BOND STRAND,BARE,S8 3/16, | 2.11 | EA | 1000
RJC521K | United States | USD | MOLD,CABLE TO REBAR,VERT | 212.91 | EA | 1
VBC3AV3 | United States | USD | MOLD,CABLE TO VERT STL,VE | 212.91 | EA | 1
534513 | Asia | USD | IBS ADV 50-1030-10 | 44.52 | EA | 10
534010RES02 | United States | USD | FLEXIBAR,ADV,2X20X1MM,RES | 101.86 | EA | 10
PTC9H2Q | United States | USD | MOLD,CABLE, HORZ THRU PAR | 212.91 | EA | 1
XAC2V2G | United States | USD | MOLD,CABLE,HORZ X SAME PL | 212.91 | EA | 1
ERICORE037U | United States | USD | DOWNCONDUCTOR,LIGHTNING, | 4536.44 | EA | 1
CSP1F600 | Europe | USD | COAXIAL SURGE PROTECTOR, | 130.56 | EA | 1
545960 | United States | USD | PUNCH,BOLT,17/32IN,7/16 | 140.77 | EA | 1
GJC312G | United States | USD | MOLD,CABLE TO GRD ROD,HOR | 212.91 | EA | 1
FLATBLACK | United States | USD | FLAT BLACK SPRAY-ON PAINT | 20.67 | EA | 0
557260IR01 | United States | USD | BRAID,CU,TINNED,CUSTOM, | 45.82 | EA | 1
GRC24C2V | United States | USD | MOLD,CABLE TO GRD ROD,VER | 212.91 | EA | 1
RJE561T | United States | USD | MOLD,CABLE TO REBAR,VERT | 596.26 | EA | 1
PBW13S96B | United States | USD | BOND,JOINT,500 RLAY WEB,9 | 272.16 | EA | 1
LECY5FAL | United States | USD | MOLD,CABLE TO BUS/LUG,HOR | 212.91 | EA | 1
FLXPLAM0070 | United States | USD | FLEXIBAR,ADV,2X15.5X0.8MM | 205.37 | EA | 1
VGC2G | United States | USD | MOLD,CABLE TO VERT STL,HO | 212.91 | EA | 1
548530 | United States | USD | INSULATOR,BUSBAR,ISO TP | 3.7 | EA | 25
16M24R5 | United States | USD | CONDUIT CLIP,1 IN CONDUIT | 17.08 | EA | 10
VGCY3 | United States | USD | MOLD,CABLE TO VERT STL,HO | 212.91 | EA | 1
CAHAA1HA | United States | USD | MOLD/FRAME,CABLE TO HORZ | 129.72 | EA | 1
DFFHEMRH | United States | USD | MOLD,BUS TO VERT STL,HORZ | 507.28 | EA | 1
T403 | United States | USD | MOLD,SEALER,CADWELD,2 LB | 46.65 | EA | 1
553100 | Asia | USD | BUSBAR CLAMP HCBC 80 ZB | 99.55 | EA | 1
VBC1TV2.50 | United States | USD | MOLD,CABLE TO VERT STL,VE | 212.91 | EA | 1
SBS898M | United States | USD | MOLD,BOND,5/16 TAB,T6 | 91.79 | EA | 1
LPC207 | United States | USD | POINT,CU,3/8IN X 36IN | 155.54 | EA | 1
B32811 | United States | USD | COVER,MOLD,GRAPHITE,150 L | 135.46 | EA | 0
MBG02CCL | United States | USD | MOLD,BLANK,2 1/2 X 3 X 7 | 143.32 | EA | 1
534036GE09 | United States | USD | FLEXIBAR,ADV,10X40X1MM,GE | 435.6 | EA | 10
XAC9E9E | United States | USD | MOLD,CABLE,HORZ X SAME PL | 212.91 | EA | 1
LPC120L250 | United States | USD | CABLE,CU,SMOOTH WEAVE,29 | 5.63 | FT | 250
XADY9Y6 | Europe | USD | MOLD XADY9Y6 | 451.38 | EA | 1
PTCY8Y6 | Europe | USD | MOLD PTCY8Y6 | 212.91 | EA | 1
FLXPABB0016 | United States | USD | FLEXIBAR,ADV,12X100X1,ABB | 1046.92 | EA | 1
GRC18SF | United States | USD | MOLD,CABLE TO GRD ROD,VER | 212.91 | EA | 1
CGCCAJ | Europe | USD | MOLD CGCCAJ | 212.91 | EA | 1
GRC313A | United States | USD | MOLD,CABLE TO GRD ROD,VER | 212.91 | EA | 1
LPC248ST | United States | USD | POINT,CU,BLUNT,5/8IN X | 250.79 | EA | 1
GYE141V | United States | USD | MOLD,CABLE TO GRD ROD, | 596.26 | EA | 1
GTC162K | United States | USD | MOLD,CABLE TO GRD ROD,VER | 212.91 | EA | 1
PBB180A | United States | USD | CLAMP SUBASSY,TOGGLE | 420.24 | EA | 0
EL16CFFPW | United States | USD | LENTON,FORM SAVER,PLASTIC | 3.05 | EA | 25
HDPTC2V2Q | United States | USD | MOLD,CABLE, HORZ THRU PAR | 212.91 | EA | 1
XLSSC1V | United States | USD | MOLD,CABLE,HORZ SPLICE | 252.73 | EA | 1
VNC2PLH | United States | USD | MOLD,CABLE TO VERT STL,HO | 212.91 | EA | 1
TAC2Q2QLW | United States | USD | MOLD,CABLE,HORIZ TEE | 273.39 | EA | 1
PCC3D2Q | United States | USD | MOLD,CABLE,HORZ TAP PARAL | 212.91 | EA | 1
FMCDMV01 | United States | USD | CLAMP,HANDLE,CADWELD MULT | 563.98 | EA | 1
LPC207LST | United States | USD | POINT,CU,BLUNT,3/8IN X 36 | 87.98 | EA | 1
PB13STY6LH | United States | USD | MOLD,CABLE TO RAIL,HORZ | 208.86 | EA | 1
PLUSIB7.5 | United States | USD | IGNITOR,BRACKET,7.5LG,REB | 8.19 | EA | 0
HDGBC14S | United States | USD | MOLD,GRD ROD,TO ROD/RECEP | 212.91 | EA | 1
B194MLH | United States | USD | CLIP,BOND,70MM2 RLAY | 72.59 | EA | 0
B295X51Z59 | United States | USD | LABEL,ADHESIVE,TYPE 2 | 86.03 | EA | 0
NCR162C | United States | USD | MOLD,CABLE TO GRD ROD,HOR | 289.29 | EA | 1
LPP93112 | United States | USD | BALL,PLASTIC,ORNAMENT,RED | 34.8 | EA | 1
XACT4 | Europe | USD | MOLD XACT4 | 212.91 | EA | 1
FLXPLAM0060 | Asia | USD | 718-A58342-001 | 172.54 | EA | 1
LPA141500 | United States | USD | WIRE,AL,SOLD SOFT,#4 AWG, | 1.05 | FT | 500
GTC181VW | United States | USD | MOLD,CABLE TO GRD ROD,VER | 273.39 | EA | 1
VBC9W | United States | USD | MOLD,CABLE TO VERT STL,VE | 212.91 | EA | 1
VSCY4V5C | United States | USD | MOLD,CABLE TO VERT STL,45 | 212.91 | EA | 1
633450S | United States | USD | ROD,CU GRD,S534 | 41.28 | EA | 0
561159 | United States | USD | BLOCK,SPLICE,250A,1250V | 32.69 | EA | 1
XLLAP1HAA | United States | USD | MOLD,CABLE TO BUS/LUG,HOR | 274.63 | EA | 1
SBTBCU412CWPW2 | United States | USD | BOND KIT,BOOTLG,3/16 X 1" | 16.63 | EA | 100
BADHAQ | United States | USD | MOLD,BUS BAR,HORZ SPLICE | 451.38 | EA | 1
LK10 | United States | USD | COUPLER,LENTON,INTERLOK,# | 92.16 | EA | 1
569170 | United States | USD | TERMINAL,CONNECTION,FLEXI | 8.94 | EA | 10
TFC2L | United States | USD | CLAMP,FLANGE,TINNED,2 LUG | 94.61 | EA | 1
SST1VM | United States | USD | MOLD,CABLE,HORZ SPLICE | 139.13 | EA | 1
553020 | United States | USD | CONNECTOR,FLEXIBAR,50MM X | 12.59 | EA | 3
VSC2QV6 | United States | USD | MOLD,CABLE TO VERT STL,45 | 212.91 | EA | 1
USC026EG | Asia | USD | OD 25.4 MM - 26.9 MM, DN 20 | 221.71 | EA | 100
XACY4Y4 | Europe | USD | MOLD XACY4Y4 | 212.91 | EA | 1
DT1480M | Europe | USD | MODULE, TYPE 1, 480V | 116.91 | EA | 1
534010 | Asia | USD | FLEX ADV2MTC 2X20X1 | 74.53 | EA | 3
XAC2G2C | United States | USD | MOLD,CABLE,HORZ X SAME PL | 212.91 | EA | 1
62581M0CATU | United States | USD | CU/ST GR,14.2MM,250MCRN | 95.86 | EA | 250
545135 | United States | USD | BAR,EARTH,CU,25X5X200MM, | 27.07 | EA | 1
HDC58R | Asia | USD | CLAMP, HEAVY DUTY | 5.23 | EA | 50
ERICORE054T | United States | USD | DOWNCONDUCTOR,LIGHTNING, | 8344.45 | EA | 1
182002 | Asia | USD | CAT32HPE-INS, 50 MM | 10.29 | EA | 0
VBC2V | United States | USD | MOLD,CABLE TO VERT STL,VE | 212.91 | EA | 1
XBM2V2G | United States | USD | MOLD,CABLE,HORZ X LAPPED | 649.88 | EA | 1
505661 | United States | USD | BUSBAR,SPECIAL,C11000 CU | 202.03 | EA | 1
NDR152G | United States | USD | MOLD,CABLE TO GRD ROD,HOR | 289.29 | EA | 1
GPECEEK0362Q024 | United States | USD | ELECTRODE,GRD PLATE,1/4 X | 1506.43 | EA | 1
PBK264 | United States | USD | KIT,RAIL,MOLD AND HARDWAR | 697.55 | EA | 1
GPECNBH024 | United States | USD | ELECTRODE,GRD PLATE,1/16X | 128.62 | EA | 1
6TA58 | Asia | USD | CADDY, BEAM THREADED ROD HGR | 251.97 | EA | 0
LACY4CAJ | United States | USD | MOLD,CABLE TO BUS/LUG,HOR | 212.91 | EA | 1
TACT1Y2 | United States | USD | MOLD,CABLE,HORZ TEE | 212.91 | EA | 1
VSC2S | United States | USD | MOLD,CABLE TO VERT STL,45 | 212.91 | EA | 1
561590 | Asia | USD | METAL SPACER M4 X 25 | 0.81 | EA | 50
EL20P13L | United States | USD | COUPLER,LENTON,P13L,20MM, | 111.05 | EA | 1
EGBA14412DG | United States | USD | BAR,GRD BUS,1/4 X 4 X 12 | 150 | EA | 1
XL150F80 | United States | USD | WELD METAL,ALLOY,F80, | 79.88 | EA | 20
558252ADV | United States | USD | BRAID, SHUNT,INSULATED | 114.32 | EA | 100
LPA62412 | United States | USD | ADAPTER,AL,THRU-ROOF, | 59.74 | EA | 1
RCE552Q | United States | USD | MOLD,CABLE TO REBAR,VERT | 596.26 | EA | 1
534034RW09 | United States | USD | FLEXIBAR,ADV,6X40X1MM,RW, | 301.17 | EA | 1
555551 | United States | USD | BRAID,CU,TINNED,CUSTOM, | 76.69 | EA | 1
CP58 | United States | USD | CLAMP,GRD ROD,SIL BRZ,STD | 3.49 | EA | 50
ECRE201T4U | Europe | USD | GROUND ROD,ASSY,KIT,EXTEN | 2830.81 | EA | 1
LPA2855F5M | Asia | USD | ADAPTER,AL,SWIVEL,5/8IN FEMALE - 5/8IN | 41.1 | EA | 1
534032L3MP | United States | USD | FLEXIBAR,BUSBAR,MTO, | 117048.58 | EA | 20
SBPG11LPLUS | United States | USD | ONE SHOT,#3 SOL THRU #6 | 20.94 | EA | 6
RTH582G | United States | USD | MOLD,CABLE TO REBAR,HORZ | 373.05 | EA | 1
RBHB1235J | United States | USD | BASIN,POURING,#14 HORIZ. | 551.38 | EA | 1
RJC532V | United States | USD | MOLD,CABLE TO REBAR,VERT | 212.91 | EA | 1
553400 | Asia | USD | CLAMP,BUSBAR,5MM BUSBAR,6MM FLEXIBAR | 2.55 | EA | 15
TGBA10L04P | United States | USD | TELECOM GROUNDING BUSBAR, | 88 | EA | 1
LECV | Asia | USD | DIGITAL LIGHTNING EVENT COUNTER | 854.4 | EA | 1
503230RB01 | United States | USD | BRAID,CU,TIN,800MM2,2 LYR | 615.44 | EA | 1
EL16D6MG | United States | USD | COUPLER,LENTON TERMINATOR | 21.94 | EA | 1
EL20P8ES | United States | USD | COUPLER,LENTON,POSITION, | 117.74 | EA | 20
EGGBC14436QQS2 | United States | USD | BUSBAR,STL,GALV,ASSY,1/4X | 329.49 | EA | 1
A240F2S36001LH | United States | USD | CLAMP,FENCE,4/0X36 FLEX J | 347.89 | EA | 1
SSC3QHQ | United States | USD | MOLD,CABLE,HORZ SPLICE,HY | 212.91 | EA | 1
GTC18Y0 | United States | USD | MOLD,CABLE TO GRD ROD,VER | 212.91 | EA | 1
NCR182QW | United States | USD | MOLD,CABLE TO GRD ROD,HOR | 369.93 | EA | 1
NCR161L | United States | USD | MOLD,CABLE TO GRD ROD,HOR | 289.29 | EA | 1
SP58 | United States | USD | CLAMP,GROUNDING,ROD | 3.03 | EA | 50
EL57TA2MG | United States | USD | COUPLER,LENTON STANDARD,# | 191.38 | EA | 1
554374 | United States | USD | BRAID,EARTH,SS,70MM2,CPI | 40.52 | EA | 10
VBCY6 | Europe | USD | MOLD VBCY6 | 212.91 | EA | 1
SCB17503A | United States | USD | WELD METAL,F80 ALLOY | 103.44 | EA | 1
VBR3QV10 | United States | USD | MOLD,CABLE TO VERT STL,VE | 289.29 | EA | 1
569207 | United States | USD | DIST. BLOCK UD2C12C1000AL | 90.16 | EA | 1
XADY0Y6 | United States | USD | MOLD,CABLE,HORZ X SAME PL | 451.38 | EA | 1
LQJEH3A | United States | USD | MOLD,CABLE TO BUS/LUG,VER | 882.44 | EA | 1
PQDS1000Y120 | United States | USD | PQDS-1-3Y-120/208V, | 873.81 | EA | 1
S1V21M | United States | USD | MOLD,HV CABLE SPLICE,HORZ | 257.53 | EA | 1
SSC2QY6 | United States | USD | MOLD,CABLE,HORZ SPLICE | 212.91 | EA | 1
TDX50C120/208 | United States | USD | PROTECTOR,SURGE,TDX50C,3P | 649.08 | EA | 1
B522G | United States | USD | CLAMP,ASSY,3 1/2 NOMINAL | 79.75 | EA | 1
XLPCC2Q1H | United States | USD | MOLD,CABLE, HORZ TAP PARA | 252.73 | EA | 1
534019L3MP | United States | USD | FLEXIBAR,BUSBAR,MTO, | 99999.99 | EA | 30
SES160B480Y | United States | USD | SES, 160KA, BASIC, | 402.69 | EA | 1
HCA1T | United States | USD | MOLD,CABLE TO HORZ STL,HO | 129.72 | EA | 1
GYE33Y6 | United States | USD | MOLD,CABLE TO GRD ROD,VER | 596.26 | EA | 1
SVRY8 | United States | USD | MOLD,CABLE,VERT SPLICE | 289.29 | EA | 1
534026AMX05 | United States | USD | FLEXIBAR,ADV,5X32X1,AMX | 128.53 | EA | 10
TDS2502SR240 | United States | USD | DIVERTER, 240V, 50KA, 2PH | 213.28 | EA | 1
GTC222Q | United States | USD | MOLD,CABLE TO GRD ROD,VER | 212.91 | EA | 1
GNT161G001M | United States | USD | MOLD,CABLE TO GRD ROD,VER | 207.39 | EA | 1
1000PLUSF20 | United States | USD | CADWELD PLUS,WELD METAL, | 153.33 | EA | 5
ECRH101T4D | Europe | USD | GROUND ROD,ASSY,KIT.10FT, | 2104.45 | EA | 1
B2616A16 | United States | USD | CLAMP,PIPE,1/2 TO 1 IN PI | 51.23 | EA | 0
BKEEALEAL | Europe | USD | MOLD BKEEALEAL | 596.26 | EA | 1
PBB427A2LISL | United States | USD | BOND,KIT,IMPD SIDE LEAD, | 813.68 | EA | 1
SBNX1181V | United States | USD | ONE-SHOT,CABLE TO GRD ROD | 25.18 | EA | 6
GTP181V | United States | USD | MOLD,CABLE TO GRD ROD,VER | 233.95 | EA | 1
LPC571 | United States | USD | BOLT,U,CABLE SPLICER CAST | 49.2 | EA | 1
GTC188K | United States | USD | MOLD,CABLE TO GRD ROD,VER | 212.91 | EA | 1
SPDS100120/240 | United States | USD | PQI, TDX100S120/240 | 3057.8 | EA | 1
VNC1HLH8 | United States | USD | MOLD,CABLE TO VERT STL,HO | 212.91 | EA | 1
EL12A2NGV | United States | USD | COUPLER,LENTON,STANDARD, | 18.34 | EA | 1
LPC31838 | United States | USD | BASE,CU,SIDE MOUNT,3/8IN | 43.87 | EA | 1
L160 | Asia | USD | HANDLE, EZ CLAMP 3" | 147.82 | EA | 1
LPG35258 | United States | USD | BRACE,GALV STEEL,TRIPOD | 100.05 | EA | 1
BBCFAK | United States | USD | MOLD,BUS BAR,HORZ SPLICE | 212.91 | EA | 1
563170 | United States | USD | KIT,BLOCK,DIST,TR 250A | 164.23 | EA | 1
505687 | United States | USD | BUSBAR,SPECIAL,20X60X500M | 376.7 | EA | 1
B396 | Asia | USD | CLAMP,MAGNETIC SINGLE | 792.33 | EA | 1
S1V25 | United States | USD | MOLD,HV CABLE SPLICE,HORZ | 521.96 | EA | 1
ERICORE066T | United States | USD | DOWNCONDUCTOR,LIGHTNING, | 9918.7 | EA | 1
LPC2955M5M | United States | USD | ADAPTER,CU,COUPL.,5/8IN | 19.73 | EA | 1
534036ABBI07 | United States | USD | FLEXIBAR,ADV,10X40X1,ABBI | 194.3 | EA | 10
EL36D6SA1200 | United States | USD | COUPLER,LENTON,HEADED | 151.58 | EA | 1
B150G05 | United States | USD | PACKING,PREFAB,.25 X 1 1/ | 1.96 | EA | 100
534059 | United States | USD | FLEX ADV2MTC 12X100X1 | 1672.85 | EA | 1
GGC2G18 | United States | USD | MOLD,CABLE TO GRD ROD,HOR | 212.91 | EA | 1
PB10VB2G | United States | USD | MOLD,CABLE TO VERT STL,VE | 153.72 | EA | 1
534519 | Asia | USD | IBS ADV 120-1030-10 | 150.05 | EA | 2
200 | United States | USD | WELD METAL,CADWELD,F20 | 34.41 | EA | 10
LQJEAM14 | United States | USD | MOLD,CABLE TO BUS/LUG,VER | 882.44 | EA | 1
VSC9EV5C | United States | USD | MOLD,CABLE TO VERT STL,45 | 212.91 | EA | 1
LJCCG2Q | United States | USD | MOLD,CABLE TO BUS/LUG, | 212.91 | EA | 1
VSCSFV2 | United States | USD | MOLD,CABLE TO VERT STL,45 | 212.91 | EA | 1
RRH552LM | United States | USD | MOLD,CABLE TO REBAR,HORZ | 284.59 | EA | 1
SBT365 | United States | USD | SEALANT,SILICONE RUBBER,2 | 66.88 | EA | 1
B522H | United States | USD | CLAMP,ASSY,4 NOMINAL PIPE | 99.9 | EA | 1
285028 | United States | USD | KIT,FLEXIBAR,LAM ABB 1.6 | 3043.563 | EA | 10
RB45SC23075LHJ | United States | USD | BASIN,POURING,#14 45 DEG | 854.52 | EA | 1
EGBA14412CC | United States | USD | BAR ASSY,GRD BUS,1/4X4X12 | 150 | EA | 1
MBA07CCL | United States | USD | MOLD,BLANK,2 1/2 X 3 X 6 | 154.94 | EA | 1
EL25P9SS | United States | USD | COUPLER,LENTON,POSITION | 268.18 | EA | 1
534048DSN10 | United States | USD | FLEXIBAR,ADV,10X63X1,DSN, | 195.45 | EA | 1
LPC810L | Europe | USD | HOLDER,CU,CABLE,ADHESIVE | 6.38 | EA | 1
VGCY1 | United States | USD | MOLD,CABLE TO VERT STL,HO | 212.91 | EA | 1
MBE16 | United States | USD | MOLD,BLANK,150200 E PRICE | 596.26 | EA | 1
XBM2Q2GHQ | United States | USD | MOLD,CABLE,HORZ X LAPPED | 649.88 | EA | 1
FJ9C001B30SK | United States | USD | JUMPER,SWAGED,7/#7 CW 30 | 78.39 | EA | 1
EL20SAEDCF | United States | USD | COUPLER,LENTON,SA,#6, | 34.27 | EA | 1
548451 | Asia | USD | ISO TP 30M10 | 2.82 | EA | 25
DH34 | United States | USD | HEAD,DRIVER,3/4 | 230.43 | EA | 5
LPA808 | United States | USD | STRAP,CABLE,ALUM,1IN PIPE | 19.5 | EA | 1
DTSD2140HI | United States | USD | DIVERTER,SURGE,DUAL TRACK | 438.38 | EA | 1
548690 | United States | USD | INSULATOR,BUSBAR,ISO TP | 23.87 | EA | 10
XLLQJEH2QS | United States | USD | MOLD,CABLE TO BUS/LUG, | 956.1 | EA | 1
553070 | United States | USD | CONNECTOR,FLEXIBAR,80MM | 15.46 | EA | 3
GRC18S7 | United States | USD | MOLD,CABLE TO GRD ROD,VER | 212.91 | EA | 1
549480 | United States | USD | CABS BRACKET RV | 6.43 | EA | 10
SBPAJB42 | United States | USD | BOND,PLUG,S5 42 LONG | 14.87 | EA | 50
PB80LS3Q007M | United States | USD | MOLD,CABLE TO BUS/LUG,HOR | 697.55 | EA | 1
TDCY6Y1 | United States | USD | MOLD,CABLE,HORZ TEE MULTI | 212.91 | EA | 1
508010 | United States | USD | BRAID,FLEXIBLE, | 264.39 | EA | 1
RCE562Q | United States | USD | MOLD,CABLE TO REBAR,VERT | 596.26 | EA | 1
VBC9FV2 | United States | USD | MOLD,CABLE TO VERT STL,VE | 212.91 | EA | 1
VNC1LRH | United States | USD | MOLD,CABLE TO VERT STL,HO | 212.91 | EA | 1
RBW7396H | United States | USD | INSTALLATION KIT,EQUIP,#6 | 1626.97 | EA | 1
534028LAM13 | United States | USD | FLEXIBAR,ADV,8X32X1MM,LAM | 595.1 | EA | 10
XLGTC182QW | United States | USD | MOLD,CABLE TO GRD ROD,VER | 313.21 | EA | 1
PQDM3000S120 | United States | USD | PQDM-3-1P-120V, FSPM3000S | 2376.5 | EA | 1
FLXPJW0005 | United States | USD | FLEXIBAR,ADV,10X63X1,JW | 582.66 | EA | 1
LECT3CAJ | Europe | USD | MOLD LECT3CAJ | 212.91 | EA | 1
534026CSC02 | United States | USD | FLEXIBAR,ADV,5X32X1MM,CSC | 142.27 | EA | 1
XLHDGBF18 | United States | USD | MOLD,GRD ROD,TO ROD/RECEP | 1100.32 | EA | 1
SES160F480Y | United States | USD | SES, 160 KA, FILTER, | 588.46 | EA | 1
534019SI06 | United States | USD | FLEXIBAR,ADV,5X24X1MM, | 232.82 | EA | 1
EGBA14248NN | United States | USD | BAR,GRD BUS,1/4 X 2 X 48 | 363 | EA | 1
HTC2C1.25 | United States | USD | MOLD,CABLE TO HORZ STL,HO | 212.91 | EA | 1
551321 | United States | USD | BLOCK,DISTRIBUTION,125A, | 12.06 | EA | 10
LJCEG3A | United States | USD | MOLD,CABLE TO BUS/LUG,HOR | 212.91 | EA | 1
LPS464 | United States | USD | JUMPER,SS,EYE TO EYE,LEAD | 465.6 | EA | 1
FC075 | Asia | USD | CLAMP, FENCE 2 IPS #4 SOL - 2/0 STR,TIN | 46.36 | EA | 1
6258203 | United States | USD | BAR,CUT,5/8X20,CU BOND, | 131.52 | EA | 0
585285ADV | United States | USD | FLEXIBAR,KIT,ADV,5X20X1, | 253.97 | EA | 10
GT1141LPLUS | United States | USD | ONE-SHOT,CABLE TO GRD ROD | 21.37 | EA | 6
VTC2QV5C | United States | USD | MOLD,CABLE TO VERT STL,VE | 212.91 | EA | 1
TAC2Q2GW | United States | USD | MOLD,CABLE,HORZ TEE | 273.39 | EA | 1
RBT91012A | United States | USD | SLEEVE,CADWELD,#9 -2 VERT | 80.38 | EA | 1
RTC53Y6 | Europe | USD | MOLD RTC53Y6 | 212.91 | EA | 1
534045APG01 | United States | USD | FLEXIBAR,ADV,5X63X1MM,APG | 785.7 | EA | 1
TAC9G9D | United States | USD | MOLD,CABLE,HORZ TEE | 212.91 | EA | 1
534033L3MP | United States | USD | FLEXIBAR,BUSBAR,MTO, | 274.68 | EA | 100
ELBEG22ACA | United States | USD | LENTON,BAR END GAGE,22MM, | 247.25 | EA | 1
TACY4W2 | United States | USD | MOLD,CABLE,HORZ TEE | 212.91 | EA | 1
XBM2Q2QM | United States | USD | MOLD,CABLE,HORZ X LAPPED | 441.88 | EA | 1
LPC34738 | Asia | USD | BASE,CU,CAST,HALF SADDLE,3/8IN POINT | 69.69 | EA | 1
EGBA14348DGT | United States | USD | BUSBAR,GRD,CU,1/4X3X48,DG | 555 | EA | 1
LPC415 | Asia | USD | AIR TERMINAL, COPPER 5/8 X 60 | 227.36 | EA | 1
VSC2LV5C | United States | USD | MOLD,CABLE TO VERT STL,45 | 212.91 | EA | 1
200 | Asia | USD | WELDMETAL, F20 200 GM | 34.41 | EA | 10
CAFCA1L | United States | USD | MOLD,CABLE,TO HORZ C.I.PI | 129.72 | EA | 1
A927F185 | United States | USD | BOLT,HEX HEAD,1/4-20 X 1- | 0.94 | EA | 1
SBB2703R7PKCS3 | United States | USD | EPP,RACK,7 FT,W/HORIZ PAN | 4727.57 | EA | 1
12P | Asia | USD | CADDY, CONDUIT CLIP | 86.47 | EA | 100
557855 | United States | USD | RAIL,DIN,2M LG,7.5MM HIGH | 6.15 | EA | 15
EL25CIPPBG250 | United States | USD | PROTECTOR,THREAD,A12 THD, | 0.61 | EA | 250
564150 | United States | USD | BRAID,SHUNT,POWER,TINNED, | 229.3 | EA | 2
EPGC1428X8 | United States | USD | PERIMETER,GRD,90 DEG BEND | 90.25 | EA | 1
FLXPABB0058 | United States | USD | FLEXIBAR,ADV,8X32X1,ABB | 296.46 | EA | 1
TACY6Y9 | Europe | USD | MOLD TACY6Y9 | 212.91 | EA | 1
558600 | United States | USD | GUIDE,DRILL,R,FD | 648.91 | EA | 1
LPC61038 | United States | USD | BASE,CU,CAST,CONCEALED | 35.44 | EA | 1
XAC3A2G | United States | USD | MOLD,CABLE,HORZ X SAME PL | 212.91 | EA | 1
PBC22W36BB | United States | USD | BOND,RAIL C,250KCM RLAY 3 | 51.39 | EA | 0
534058SER06 | United States | USD | FLEXIBAR,ADV,10X100X1,SER | 1656.58 | EA | 1
B399B | Europe | USD | CLAMP,MINI,EZ CHANGE FOR | 98.9 | EA | 1
PCC2L1V | United States | USD | MOLD,CABLE, HORZ TAP PARA | 212.91 | EA | 1
EL16A2 | United States | USD | COUPLER,LENTON STANDARD,# | 14.51 | EA | 1
LPA805 | Asia | USD | ALUMINUM CABLESTRAPS,5/8",ONE HOLE | 0.7 | EA | 1
534028MJP10 | United States | USD | FLEXIBAR,ADV,8X32X1MM,MJP | 147.49 | EA | 1
534010SE48 | United States | USD | FLEXIBAR,ADV,2X20X1,SE | 57.77 | EA | 1
TAC1G1H | United States | USD | MOLD,CABLE,HORZ TEE | 212.91 | EA | 1
GYE161E | United States | USD | MOLD,CABLE TO GRD ROD,VER | 596.26 | EA | 1
MBA46B | United States | USD | MOLD,BLANK,R PRICE 150200 | 102999.99 | EA | 1
PGT1D1H | United States | USD | MOLD,CABLE,HORZ THRU PARA | 207.39 | EA | 1
RBVB14065F | United States | USD | BASIN,POURING,#11 VERTICA | 570.44 | EA | 1
LPA810 | Asia | USD | SADDLE, CABLE, ADHESIVE,AL | 0.99 | EA | 1
XLVVR2QS | United States | USD | MOLD,CABLE TO VERT STL, | 343.11 | EA | 1
534010ABB31 | United States | USD | FLEXIBAR,ADV,2X20X1MM,ABB | 147.7 | EA | 1
RTP3034 | United States | USD | BARRIER,TRANSIENT,PIPE | 213.39 | EA | 1
EL36P8 | United States | USD | COUPLER,LENTON POSITION, | 142.77 | EA | 1
XLBQCCAJPAM | United States | USD | MOLD,BUS BAR,VERT TEE TAP | 715.08 | EA | 1
TAC2P3Q | United States | USD | MOLD,CABLE,HORZ TEE | 212.91 | EA | 1
EL36D6Q | United States | USD | ANCHOR,LENTON TERMINATOR, | 45.69 | EA | 1
GYR162QW | United States | USD | MOLD,CABLE TO GRD ROD,VER | 349.77 | EA | 1
560820 | United States | USD | CAP CAPN15 | 1.65 | EA | 100
EAKPAMPAM | United States | USD | MOLD,BUS BAR,HORZ X FLAT | 966.13 | EA | 1
CATAN1V1L | Europe | USD | MOLD CATAN1V1L | 261.02 | EA | 1
PBC12S9 | United States | USD | BOND,RAIL C,4/0 RLAY 9 LO | 47.06 | EA | 50
ML6ES | United States | USD | COUPLER,QUICK-WEDGE,#6,EP | 30.07 | EA | 25
EGBA14432BB | United States | USD | BAR,GRD BUS,1/4 X 4 X 32 | 370 | EA | 1
LPTHRUCUCTO | United States | USD | CONNECTION,CU,THRU-ROOF, | 2.14 | EA | 1
HDTAC2Q2G | United States | USD | MOLD,CABLE,HORZ TEE | 212.91 | EA | 1
564800D001 | United States | USD | BRAID,SHUNT,POWER,PBC 800 | 228.39 | EA | 15
534018RTH01 | United States | USD | FLEXIBAR,ADV,4X24X1,RTH | 171.23 | EA | 1
534011RW07 | United States | USD | FLEXIBAR,ADV,3X20X1MM,RW, | 131.26 | EA | 1
GTD374Y | United States | USD | MOLD,CABLE TO GRD ROD,VER | 451.38 | EA | 1
VBC2G009 | United States | USD | MOLD,CABLE TO VERT STL,VE | 212.91 | EA | 1
CAVST1HA | United States | USD | MOLD,CABLE TO VERT STL,45 | 207.39 | EA | 1
XAC2L2C | United States | USD | MOLD,CABLE,HORZ X SAME PL | 212.91 | EA | 1
557380 | Asia | USD | PB50 - LUGS FOR FLAT BRAID | 2.59 | EA | 1
FLXPLAM0086 | Asia | USD | 718-A57240-001 | 340.79 | EA | 1
TDDX5W32C | United States | USD | MOLD,CABLE,HORZ TEE MULT | 451.38 | EA | 1
A929F008 | United States | USD | WASHER,RUBBER,.542ID X1.2 | 0.55 | EA | 0
B548A39 | United States | USD | MOUNTING,KIT,HARDWARE,3/8 | 9.99 | EA | 1
LJCCAJY3 | Europe | USD | MOLD LJCCAJY3 | 212.91 | EA | 1
569208 | Asia | USD | DISTRI. BLOCK UDF12C800AL | 96.43 | EA | 180
505633 | United States | USD | BUSBAR,SPECIAL,1/4 X2 X24 | 96.95 | EA | 1
A810A28F | United States | USD | CABLE,INSUL,250KCM 627 | 21.28 | EA | 0
CAHEA1L | United States | USD | MOLD,CABLE TO HORZ CAST | 129.72 | EA | 1
CSBQIKCL0200EG | Asia | USD | 2 "QUICK GRIP LATERAL SWAY BRACE EG | 2795.74 | EA | 0
XACY6Y5 | Europe | USD | MOLD XACY6Y5 | 212.91 | EA | 1
IJS10001 | United States | USD | SLOTTER,INSULATED JOINT, | 9082.09 | EA | 0
90PLUSF20 | Asia | USD | CADWELD PLUS,#90,F20,GREY | 17.67 | EA | 50
GYR16Y8 | United States | USD | MOLD,CABLE TO GRD ROD,VER | 289.29 | EA | 1
554004 | United States | USD | JUMPER,CU,(1)PC 1/0 CU RO | 37.71 | EA | 0
SBA148132 | United States | USD | CLIP ASSY,RAIL,A=9.25, | 43.28 | EA | 1
RRA561H | United States | USD | MOLD,CABLE TO REBAR,HORZ | 129.72 | EA | 1
A13241 | United States | USD | PLUG,RUN,GRAPHITE | 56.77 | EA | 1
CBSC18 | United States | USD | CU-BONDED STL COND,100M, | 1463.05 | EA | 1
EGBF12436LL | United States | USD | BUSBAR,GRD,CU,1/2X4X36,LL | 786 | EA | 1
557220 | United States | USD | BRAID,CU,TINNED, 25 M LG, | 5.33 | MR | 1
554280 | Asia | USD | CPI 16-300-8 | 16.5 | EA | 1
HDXAC2L2L | United States | USD | MOLD,CABLE,HORZ X SAME PL | 212.91 | EA | 1
563720 | Asia | USD | DIST BLOCK 2 POLES 40A | 24.77 | EA | 50
GLCEG2W | United States | USD | MOLD,CABLE TO LUG,HORZ SP | 212.91 | EA | 1
EGBA14824LL | United States | USD | BAR,GRD BUS,1/4 X 8 X 24 | 444 | EA | 1
A928B079 | United States | USD | NUT,HEX,M16-2.00 METRIC B | 5.83 | EA | 0
EGBA12206NN | United States | USD | BAR,GRD BUS,1/2 X 2 X 06 | 114 | EA | 1
PCC1G1H | United States | USD | MOLD,CABLE, HORZ TAP | 212.91 | EA | 1
563400 | Asia | USD | EARTH BRAID MBJ 50-300-18 | 14.82 | EA | 10
A819A03F100 | United States | USD | CABLE,CU,#4 CONC,7 STR,IN | 279.05 | EA | 0
CDMV0134 | Asia | USD | MOLD,GRAPHITE,MULTI,VERT | 213.29 | EA | 1
PQS200120/240 | United States | USD | PROTECTOR,SURGE,PQS200,12 | 2645.08 | EA | 1
RBT14101B | United States | USD | MATERIAL,FILLER,#14 T-SER | 72.94 | EA | 1
LPA2955F5F | Europe | USD | ADAPTER,AL,COUPL.,5/8IN | 15.94 | EA | 1
VLCSFLH1.25HQ | United States | USD | MOLD,CABLE TO VERT STL, | 212.91 | EA | 1
PB13TP1H | United States | USD | MOLD,CABLE TO RAIL,HORZ T | 208.86 | EA | 1
ELFB25X003 | United States | USD | LENTON FORM SAVER BOLT, | 13.46 | EA | 1
534048 | Asia | USD | FLEX ADV2MTC 10X63X1 | 831.53 | EA | 1
LECY8CAJ | United States | USD | MOLD,CABLE TO BUS/LUG,HOR | 212.91 | EA | 1
PTC2B2Q | United States | USD | MOLD,CABLE, HORZ THRU PAR | 212.91 | EA | 1
B540A685 | United States | USD | BUSBAR,ASSY,CU C11000 1/8 | 66.58 | EA | 1
558306ADV | United States | USD | BRAID,FLAT,INSULATED, | 4.93 | EA | 100
559010 | United States | USD | TOOL,HYDRAULIC,SHEAR,185L | 6383.2 | EA | 1
VBC1TV3 | United States | USD | MOLD,CABLE TO VERT STL,VE | 212.91 | EA | 1
PBCT82S9 | United States | USD | WELDER,BOND,4/0 9 LONG,TY | 444.34 | EA | 1
RCE561V | United States | USD | MOLD,CABLE TO REBAR,VERT | 596.26 | EA | 1
625815M0CATU | United States | USD | CU/ST GR,14.2MM,250MCRN | 197.14 | EA | 250
PBB49758 | United States | USD | BOND,COMPOSITE 3RD RAIL F | 673.9 | EA | 1
TDD2Q2Q | United States | USD | MOLD,CABLE,HORZ TEE MULT | 421.85 | EA | 1
534034ARZ07 | United States | USD | FLEXIBAR,ADV,6X40X1MM,ARZ | 492.59 | EA | 10
GVR162C | United States | USD | MOLD,CABLE TO GRD ROD, | 289.29 | EA | 1
RBT5101H | United States | USD | SPLICE,KIT,#5 CADWELD T-S | 159.38 | EA | 1
GYP31004M | United States | USD | MOLD,CABLE TO GRD ROD,VER | 158.37 | EA | 1
GTF37CU4Y | United States | USD | MOLD,CABLE TO GRD ROD,VER | 507.28 | EA | 1
B142A | United States | USD | PACKING,REBAR,CONN,.25 X | 2.3 | EA | 20
EGBA12210JJ | United States | USD | BUSBAR,GRD,CU,1/2X2X10,JJ | 178 | EA | 1
556740 | United States | USD | BRAID,PREFAB,200X23X2MM, | 7.17 | EA | 10
GTC189A | United States | USD | MOLD,CABLE TO GRD ROD,VER | 212.91 | EA | 1
A806A01F | United States | USD | CABLE,CU,INSUL,SIGNAL,3/1 | 2.51 | EA | 1
CP58M | United States | USD | CLAMP,GRD ROD,SIL BRZ,STA | 3.84 | EA | 50
635880 | United States | USD | ROD,GRD,5/8X8,SEC,CU BOND | 40.62 | EA | 5
B144B | United States | USD | PACKING,PREFAB,.25 X 3 X | 3.21 | EA | 20
LPC225BST | Europe | USD | POINT,CU,BLUNT BARE,1/2IN | 41.99 | EA | 1
SIM28A2316 | Europe | USD | MAST 28MM DIAM X 2M, 316 | 398.51 | EA | 1
LXD2Q004 | United States | USD | MOLD,CABLE TO BUS/LUG,HOR | 451.38 | EA | 1
GTCP160Y9 | Europe | USD | MOLD GTCP160Y9 | 212.91 | EA | 1
HARS112GA | United States | USD | MOLD,CABLE TO HORZ STL,HO | 289.29 | EA | 1
LPC1521000 | United States | USD | CABLE,CU,MINI SMOOTHWEAVE | 6.16 | FT | 1000
ZZETADJ | United States | USD | ERITECH PREF PLUS ADJ | 99999.99 | EA | 0
LPC227BOSCN | United States | USD | TERMINAL,AIR,1/2 DIA OFFS | 75.17 | EA | 1
155320EMT01 | United States | USD | ROD,GRD,5/8X1.8M,CU BOND, | 47.56 | EA | 5
534058TMS03 | United States | USD | FLEXIBAR,ADV,10X100X1,TMS | 1644.84 | EA | 10
KITCDMV058 | United States | USD | CADWELD MULTI KIT FOR | 1310.24 | EA | 1
RCE542GM | Europe | USD | MOLD RCE542GM | 431.58 | EA | 1
MPSC404SS | United States | USD | CLAMP,MULTIPURPOSE GROUND | 26.72 | EA | 5
534018ABB15 | United States | USD | FLEXIBAR,ADV,4X24X1MM,ABB | 216.91 | EA | 10
561155 | Asia | USD | BLOCK,SPLICE 400A 1000V FLEXIBAR-TO-2CBL | 95.76 | EA | 120
SBB200PRH | United States | USD | MOLD,WEB SIGNAL BOND,35MM | 64.74 | EA | 1
250F80 | United States | USD | WELD METAL,CADWELD,F80 | 48.43 | EA | 10
GCC58F | Asia | USD | GRD ROD COPRESSION COUPLING,GALV, 5/8 FU | 13.46 | EA | 25
4H24770L1P20X5 | United States | USD | CLIP,FLANGE,WITH JACK CH | 5.4 | EA | 0
B180B1 | United States | USD | SCREW,SUBASSY,ADJUSTING, | 26.28 | EA | 0
A805A20F | United States | USD | CABLE,COMPOSITE,CONDUCTOR | 11.29 | EA | 1
CAFSA1LA | United States | USD | MOLD,CU TUBE TO BUS,VERT | 152.04 | EA | 1
NT1181V | United States | USD | ONE-SHOT,CABLE TO GRD ROD | 28.46 | EA | 6
A930X012 | Europe | USD | PIN,LOCKING,QUICK RELEASE | 7.48 | EA | 1
LPA27236 | United States | USD | ROD,SOLID EXTENSION, | 23.79 | EA | 1
EL2016A2Q | United States | USD | COUPLER,LENTON STANDARD, | 34.69 | EA | 1
B2131L42 | United States | USD | BOND,JUMPER LUG,1/8 X 1W/ | 79.94 | EA | 1
LPC424 | Asia | USD | POINT,CU,BARE,INDUSTRIAL STACK - 3/4IN x | 220.54 | EA | 1
EL36A2SSN | United States | USD | COUPLER,LENTON STANDARD,# | 198.52 | EA | 1
VBC2GV2.50 | United States | USD | MOLD,CABLE TO VERT STL,VE | 212.91 | EA | 1
VFC1VV3C | United States | USD | MOLD,CABLE TO VERT STL,VE | 212.91 | EA | 1
534112LAM01 | United States | USD | FLEXIBAR,ADV,4X20X1MM,3M, | 312.19 | EA | 10
PBWX201LH | United States | USD | MOLD,CABLE,WEB BOND TO WE | 110.62 | EA | 1
613440CEBN | United States | USD | ROD,GRD,3/4X1200MM,10 MIL | 31.31 | EA | 5
LSC2PDE | United States | USD | MOLD,CABLE TO BUS/LUG,HOR | 212.91 | EA | 1
DFFHEMLH | United States | USD | MOLD,BUS TO VERT STL,HORZ | 507.28 | EA | 1
A800A05 | United States | USD | CABLE,CU,BARE,1/0 CONC,7 | 0.54 | EA | 0
A248B | Asia | USD | CLIP,RAIL RETAINER | 3.78 | EA | 50
XACY1Y1 | Europe | USD | MOLD XACY1Y1 | 212.91 | EA | 1
559155 | Asia | USD | PUNCH AND DIE FOR MFPT M10 - 3/8 IN | 132.04 | EA | 1
CC5A05 | United States | USD | CABLE,COMPOSITE,19 STRAND | 597.46 | EA | 1
SBK060 | United States | USD | RISER KIT,BOOTLEG,18 LONG | 121.56 | EA | 1
613850 | Europe | USD | EARTH ROD,CU BOND,POINTED | 18.04 | EA | 5
TCF4L4L | United States | USD | MOLD,CABLE,VERT TEE HORZ | 507.28 | EA | 1
GCR181V | United States | USD | MOLD,CABLE TO GRD ROD,VER | 289.29 | EA | 1
HAA1T350C | United States | USD | MOLD,CABLE TO HORZ STL,HO | 129.72 | EA | 1
565000 | United States | USD | BRAID,PREFAB,250X40X1.2MM | 13.79 | EA | 10
CAPTC1351V | United States | USD | MOLD,CABLE,HORZ THRU PARA | 207.39 | EA | 1
GTC16Y7 | Europe | USD | MOLD GTC16Y7 | 212.91 | EA | 1
XBZ3A9F | United States | USD | MOLD,CABLE,HORZ X LAPPED | 610.58 | EA | 1
TMGBA20L27P | United States | USD | BAR ASSY,GRD BUS,1/4X4X20 | 238 | EA | 1
547920 | Europe | USD | MOLD,CB-X5 TO UIC 54&60 R | 40.69 | EA | 1.75
LPS661CTO | United States | USD | ROD,SS,THREADED,3/8 DIA, | 1.07 | EA | 1
EGBA14448BB | United States | USD | BAR,GRD BUS,1/4 X 4 X 48 | 555 | EA | 1
B140A | Asia | USD | PACKING MATERIAL | 1.25 | EA | 50
XB3Y6Y3 | United States | USD | MOLD,CABLE,HORZ X LAPPED | 466.79 | EA | 1
DT17510R | Asia | USD | Type 1, 75V, 1 0 | 179.84 | EA | 0
PTCSF2G | United States | USD | MOLD,CABLE, HORZ THRU PAR | 212.91 | EA | 1
SK56AL | United States | USD | CLAMP,STRUT,ALUM 3 1/2 | 6.41 | EA | 0
HTC1T | United States | USD | MOLD,CABLE TO HORZ STL,HO | 212.91 | EA | 1
EL28D6SS | United States | USD | COUPLER,LENTON TERMINATOR | 166.25 | EA | 1
GFCY4DBG | Europe | USD | MOLD GFCY4DBG | 212.91 | EA | 1
585297ADV | United States | USD | KIT,FLEXIBAR,ADV,6X32X1MM | 795.53 | EA | 1
B134A | United States | USD | SUPPORT,CLAMP,PART,BA.25 | 6.86 | EA | 1
PTC2P9E | United States | USD | MOLD,CABLE, HORZ THRU PAR | 212.91 | EA | 1
508112 | Asia | USD | FleXbus Ext. Type 3, 220/360/545 mm? | 139.01 | EA | 1
TDSMTU277 | Asia | USD | MOVTEC,TDS,3 MODE,220 TO 277V,40+40+20KA | 968.25 | EA | 1
SBB2721V | United States | USD | SHUNT,DUAL,HEAD,0.06 OHM | 231.95 | EA | 1
SBTBTB4CL | United States | USD | MOLD ASSY,BOND,3/16 & 1 | 168.92 | EA | 1
551300 | Asia | USD | INSULATING SUPPORT BS250A | 10.44 | EA | 10
VSC1HV3C | United States | USD | MOLD,CABLE TO VERT STL,45 | 212.91 | EA | 1
548480 | United States | USD | INSULATOR,BUSBAR,ISO TP | 3.06 | EA | 25
T343 | United States | USD | TOOL,KIT | 409.02 | EA | 1
GT1181L | United States | USD | ONE-SHOT,CABLE TO GRD ROD | 24.13 | EA | 6
534045APG11 | United States | USD | FLEXIBAR,ADV,5X63X1MM,APG | 202.32 | EA | 1
VFRY6 | Europe | USD | MOLD VFRY6 | 289.29 | EA | 1
LPC228BST | Asia | USD | POINT,CU,BLUNT BARE,1/2IN X 48IN | 87.56 | EA | 0
T321 | United States | USD | RASP ASSY,CURVED | 332.29 | EA | 1
ECRV102G4UB | United States | USD | GROUND ROD,ASSY,10 FT,VER | 1152.96 | EA | 1
PTC3A9FW | United States | USD | MOLD,CABLE,HORZ THRU PARA | 253.23 | EA | 1
LPA805 | Europe | USD | STRAP,AL,CABLE,5/8IN WIDE | 0.7 | EA | 1
EL12PPPN | United States | USD | PLUG,PARALLEL,LENTON, | 0.71 | EA | 100
LPA676 | United States | USD | STRAP,AL,CABLE TO PIPE | 62.19 | EA | 1
RHC52Y6 | United States | USD | MOLD,CABLE TO REBAR,HORZ | 212.91 | EA | 1
EBGPP | United States | USD | GROUNDING,PLATE,BARE,10X | 25.26 | EA | 0
RBC976HB | United States | USD | MATERIAL,FILLER,#9 C-SERI | 31.58 | EA | 1
LAC1HCE | United States | USD | MOLD,CABLE TO BUS/LUG,HOR | 212.91 | EA | 1
534010SE13 | United States | USD | FLEXIBAR,ADV,2X20X1,SE | 64.21 | EA | 1
556240 | United States | USD | SLEEVE,BRAID,GLASS FIBER, | 5.64 | EA | 50
LPC31812 | United States | USD | BASE,CU,SIDE MOUNT,1/2IN | 41.82 | EA | 1
VBC2CV3C | United States | USD | MOLD,CABLE TO VERT STL,VE | 212.91 | EA | 1
FLXPVE0002 | United States | USD | FLEXIBAR,ADV,12X100X1,VE, | 316.44 | EA | 1
561157 | Asia | USD | BLOCK,SPLICE630A 1000V CABLE-TO-FLEXIBAR | 162.46 | EA | 160
GRC151V | United States | USD | MOLD,CABLE TO GRD ROD,VER | 212.91 | EA | 1
RDM532G | United States | USD | MOLD,CABLE TO REBAR,HORZ | 649.88 | EA | 1
LPS27658 | United States | USD | SPRING,SS,ONLY | 4.78 | EA | 1
LPA516 | Europe | USD | SPLICE,AL,CAST,CABLE, | 13.25 | EA | 0
115F80SNCF | Europe | USD | WELD METAL,CADWELD,#115, | 27.5 | EA | 3.6667
A205075 | United States | USD | CLIP,RAIL,3/4DIA PARALLEL | 8.37 | EA | 100
TAC1T1H | United States | USD | MOLD,CABLE,HORZ TEE | 212.91 | EA | 1
HDPTC2C2C | United States | USD | MOLD,CABLE,HORZ THRU PARA | 212.91 | EA | 1
INTCPTADBUTTSII | Asia | USD | MAST BUTT ADAPTER FOR SIXXI TERMINALS | 133.07 | EA | 5
VSCY2V3C | United States | USD | MOLD,CABLE TO VERT STL,45 | 212.91 | EA | 1
LPC61058 | United States | USD | BASE,CU,CAST,CONCEALED | 32.31 | EA | 1
PQDS1000B480 | United States | USD | PQDS-1-2P-480V, | 1043.53 | EA | 1
550950 | United States | USD | BUSBAR,CU,160X10MM,4M | 3751 | EA | 2
TACY0Y2 | Europe | USD | MOLD TACY0Y2 | 212.91 | EA | 1
PB22PPS6PS | United States | USD | MOLD,CABLE,HORZ ELL | 153.72 | EA | 1
VSC2FV3C | United States | USD | MOLD,CABLE TO VERT STL,45 | 212.91 | EA | 1
615812 | Europe | USD | EARTH ROD,CU BOND,POINTED | 72.76 | EA | 5
534001LAM17 | United States | USD | FLEXIBAR,ADV,3X9X0.8,LAM | 54.83 | EA | 1
550970 | United States | USD | BUSBAR,CU,30X10MM,4M PCB | 706.86 | EA | 5
SSC1K | United States | USD | MOLD,CABLE,HORZ SPLICE | 212.91 | EA | 1
BMDFANFAN | United States | USD | MOLD,BUS BAR,HORZ TEE BAR | 451.38 | EA | 1
TAC2G1H | United States | USD | MOLD,CABLE,HORZ TEE | 212.91 | EA | 1
LPC136500 | Europe | USD | CABLE,CU,CONCENTRIC, | 11.99 | MT | 150
RDH541G | United States | USD | MOLD,CABLE TO REBAR,HORZ | 373.05 | EA | 1
LPC559 | Asia | USD | CLAMP,CU,BONDING,UNIV CBL TO BEAM FLANGE | 28.56 | EA | 1
EL20PPPN | United States | USD | PLUG,PARALLEL,LENTON | 0.84 | EA | 100
RBTSA9040M | United States | USD | BASIN,POURING,#18 HORIZ. | 570.44 | EA | 1
815880UPC | United States | USD | GROUND ROD,GALV,POINTED, | 24.49 | EA | 5
VNC2QRH1.50 | United States | USD | MOLD,CABLE TO VERT STL,HO | 212.91 | EA | 1
613800 | United States | USD | ROD,GRD,3/8X10,CU BONDED | 31.69 | EA | 20
CAHBA1L14 | United States | USD | MOLD,CABLE TO HORZ CAST I | 129.72 | EA | 1
LKT14 | United States | USD | COUPLER,LENTON,INTERLOK,# | 158.1 | EA | 1
LEC8N20X3 | United States | USD | MOLD,CABLE TO BUS/LUG,HOR | 212.91 | EA | 1
534060ABB08 | United States | USD | FLEXIBAR,ADV,10X120X1,ABB | 919.17 | EA | 1
SST1K | United States | USD | MOLD,CABLE,HORZ SPLICE | 207.39 | EA | 1
VTC9D | United States | USD | MOLD,CABLE TO VERT STL,HO | 212.91 | EA | 1
534026PDI24 | United States | USD | FLEXIBAR,ADV,5X32X1MM,PDI | 128.64 | EA | 10
DT230031R | United States | USD | TYPE 2, 300V, 3 1 | 319.95 | EA | 1
B540C875T | United States | USD | BUSBAR,GRD,CU,3/8X6X36IN, | 415.6 | EA | 1
PBW5532LH | United States | USD | MOLD,RAIL,CABLE HORZ TO W | 136.39 | EA | 1
LPC241 | United States | USD | POINT,CU,5/8IN X 10IN | 93.75 | EA | 1
LECIV | Asia | USD | LIGHTNING EVENT COUNTER,LEC-IV | 703.99 | EA | 1
PB13STY4LH | Europe | USD | MOLD PB13STY4LH | 208.86 | EA | 1
EGBB14212JJ | United States | USD | BAR,GRD BUS,1/4 X 2 X 12 | 98 | EA | 1
SI60I | United States | USD | INTERCEPTOR, ESE, DELTA 6 | 7626.83 | EA | 1
TAC2L1H | United States | USD | MOLD,CABLE,HORZ TEE | 212.91 | EA | 1
GRT161K | United States | USD | MOLD,CABLE TO GRD ROD,VER | 207.39 | EA | 1
ECRH102G4U | Europe | USD | GROUND ROD,ASSY,KIT,10FT, | 1607.42 | EA | 1
VVCY2 | United States | USD | MOLD,CABLE TO VERT STL,VE | 212.91 | EA | 1
PCD4L4L | United States | USD | MOLD,CABLE, HORZ TAP PARA | 451.38 | EA | 1
554299 | Asia | USD | CPI 25-150-10 | 16.61 | EA | 1
LPS227ST | United States | USD | POINT,SS,BLUNT,1/2 X 36IN | 62.92 | EA | 1
TAC4L2V | United States | USD | MOLD,CABLE,HORZ TEE | 212.91 | EA | 1
554404B | United States | USD | BRAID,SS,LUG,70MM2,BULK | 78.32 | EA | 50
GTC16W6 | United States | USD | MOLD,CABLE TO GRD ROD,VER | 212.91 | EA | 1
115PLUSF20 | United States | USD | CADWELD PLUS,#115,F20 | 22.15 | EA | 10
GRC16Y6 | United States | USD | MOLD,CABLE TO GRD ROD,VER | 212.91 | EA | 1
B399A | Europe | USD | CLAMP,HANDLE,MINI EZ FOR | 98.9 | EA | 1
SSC2S | United States | USD | MOLD,CABLE,HORZ SPLICE | 212.91 | EA | 1
LPC802 | United States | USD | STRAP,CU,CABLE,3/8IN WIDE | 1.31 | EA | 1
SES200120/208 | United States | USD | PROTECTOR,SURGE,120/208V, | 5026.87 | EA | 1
HSC2Q001W | United States | USD | MOLD,CABLE TO HORZ STL,HO | 233.07 | EA | 1
CC12F | United States | USD | COUPLER,COMP,BRZ,1/2 FULL | 14.44 | EA | 25
ALOF1GS | United States | USD | BRACKET,WALL,GALV. STEEL | 102.02 | EA | 1
A928K020 | United States | USD | NUT,HEX,1/2-13 BRONZE | 2.16 | EA | 1
ELHT903B50 | United States | USD | ROD,CONTROL,50MM, | 179.24 | EA | 0
UGP738 | United States | USD | PLATE,CU,GROUND,1/16 X | 163.55 | EA | 1
B2715B | United States | USD | STRIP,EPD,FEED THRU,CU | 8.59 | EA | 0
FLXPABB0053 | United States | USD | FLEXIBAR,ADV,6X100X1,ABB | 521.236 | EA | 1
LAC9CDE | United States | USD | MOLD,CABLE TO BUS/LUG,HOR | 212.91 | EA | 1
GNR188C | United States | USD | MOLD,CABLE TO GRD ROD,VER | 289.29 | EA | 1
534039ABB01 | United States | USD | FLEXIBAR,ADV,5X50X1,ABB | 83.7 | EA | 10
FLXPABB0013 | United States | USD | FLEXIBAR,ADV,10X50X1,ABB, | 489 | EA | 1
GT1141VPLUS | United States | USD | ONE-SHOT,CABLE TO GRD ROD | 25.17 | EA | 6
LK6 | United States | USD | COUPLER,LENTON INTERLOK,# | 46.12 | EA | 1
LACT3CAJ | United States | USD | MOLD,CABLE TO BUS/LUG,HOR | 212.91 | EA | 1
LK509 | United States | USD | CAP,INTERLOK PLASTIC,#9 | 0.48 | EA | 1
635843 | United States | USD | GROUND ROD,CU,5/8 X 1200 | 25.53 | EA | 5
534060 | Asia | USD | FLEX ADV2MTC 10X120X1 | 1628.88 | EA | 1
SSCY6 | United States | USD | MOLD,CABLE,HORZ SPLICE | 212.91 | EA | 1
XAC2F2G | United States | USD | MOLD,CABLE,HORZ X SAME PL | 212.91 | EA | 1
633460 | Europe | USD | EARTH ROD,CU BOND,THREAD | 50.47 | EA | 5
508036 | United States | USD | BRAID,FLEXIBLE, | 1090.62 | EA | 1
GRC14Y5 | United States | USD | MOLD,CABLE TO GRD ROD,VER | 212.91 | EA | 1
GTC339D | United States | USD | MOLD,CABLE TO GRD ROD,VER | 212.91 | EA | 1
GYE189B | United States | USD | MOLD,CABLE TO GRD ROD,VER | 596.26 | EA | 1
ECM225 | United States | USD | CONNECTOR,LUG,CU,OFFSET T | 17.09 | EA | 0
PB20TA2G2G | United States | USD | MOLD,CABLE,HORZ TEE | 153.72 | EA | 1
LPC417 | Asia | USD | AIR TERM, CU. 5/8" x 84" BARE POINTED | 288.72 | EA | 1
LPC66524BI | United States | USD | CONNECTION,THRU,ROOF,W/PV | 208.17 | EA | 1
XAC3D2V | United States | USD | MOLD,CABLE,HORZ X SAME PL | 212.91 | EA | 1
635840MEGA | United States | USD | ROD, 5/8X1,2M 10MIL | 18.85 | EA | 5
CAHBA1K24 | United States | USD | MOLD,CABLE TO HORZ CAST I | 129.72 | EA | 1
EL25A2MGWICP | United States | USD | COUPLER,LENTON,#8,MECH GA | 55.95 | EA | 1
EGBB18412FF | United States | USD | BAR,GRD BUS,1/8 X 4 X 12 | 152.83 | EA | 1
CSBRS3 | Asia | USD | ROD STIFFENER 1/2 IN (M12), SNAP-IN | 546.1 | EA | 50
LAC1VEG | United States | USD | MOLD,CABLE TO BUS/LUG,HOR | 212.91 | EA | 1
LPC34758 | United States | USD | BASE,CU,CAST,HALF SADDLE, | 69.69 | EA | 1
HDPTC2G9F | United States | USD | MOLD,CABLE, HORZ THRU PAR | 212.91 | EA | 1
EL2820A2 | United States | USD | COUPLER,LENTON STANDARD,# | 52.48 | EA | 1
PBWX201RH | Asia | USD | MOLD,35MM2 RPLY TO WEB OF RAIL | 110.62 | EA | 1
EL57TP9N | United States | USD | COUPLER,LENTON,SOURCED,P9 | 147.2 | EA | 1
TDX400S120/240 | United States | USD | PROTECTOR,SURGE,TDX400S | 4135.49 | EA | 1
NDR142C | United States | USD | MOLD,CABLE TO GRD ROD,HOR | 289.29 | EA | 1
EGBA14433DBT | United States | USD | BUSBAR,GRD,CU,1/4X4X33,DB | 447 | EA | 1
A927F179 | United States | USD | BOLT,HEX HEAD,1/4-20 X 3/ | 0.65 | EA | 1
GR1161L | United States | USD | ONE-SHOT,CABLE TO GRD ROD | 19.88 | EA | 6
ERICORE081T | United States | USD | DOWNCONDUCTOR,LIGHTNING, | 11886.55 | EA | 1
RTPY3M | United States | USD | MOLD,CABLE TO REBAR,HORZ | 234 | EA | 1
UTB15MEX | United States | USD | PROTECTOR,SURGE,UTB REPLA | 126.82 | EA | 1
RJC52Y2 | Europe | USD | MOLD RJC52Y2 | 212.91 | EA | 1
PB10GLEGS6 | United States | USD | MOLD,CABLE TO LUG,HORZ SP | 153.72 | EA | 1
GTC16W3 | Europe | USD | MOLD GTC16W3 | 212.91 | EA | 1
LPCC586NC4 | United States | USD | COPPERCLAD AIR TERMINAL 5 | 142.92 | EA | 1
GTP161T | United States | USD | MOLD,CABLE TO GRD ROD,VER | 233.95 | EA | 1
TSF240MTDS | Europe | USD | MODULE, SURGE, TSF, 240V, | 133.17 | EA | 1
VTC1L12 | United States | USD | MOLD,CABLE TO VERT STL,HO | 212.91 | EA | 1
MBF01 | United States | USD | MOLD,BLANK,1.75X2X2.75 | 507.28 | EA | 1
FM102SR | United States | USD | FRAME,WELDMENT,ASSY | 930.44 | EA | 1
B540A905 | United States | USD | BUSBAR,GRD,CU,1/4X6X36 IN | 287.27 | EA | 1
LPC227B | Asia | USD | AIR TERMINAL, COPPER 1/2 X 36 | 73.51 | EA | 1
EGBF14406LLT | United States | USD | BUSBAR,GRD,CU,1/4X4X6,LL | 126 | EA | 1
A238KD2S24LH | United States | USD | CLAMP,FENCE,4/0 X 24 IN F | 347.41 | EA | 1
534057PSC03 | United States | USD | FLEXIBAR,ADV,8X100X1,PSC | 578.26 | EA | 1
534036GE05 | United States | USD | FLEXIBAR,ADV,10X40X1MM,GE | 310.37 | EA | 10
PBCT92W | United States | USD | WELDER,C BOND,250KCM RLAY | 652.88 | EA | 1
GRC16W2 | United States | USD | MOLD,CABLE TO GRD ROD,VER | 212.91 | EA | 1
631380 | Europe | USD | EARTH ROD,CU BOND,THREAD | 38.63 | EA | 5
VGC1H8 | United States | USD | MOLD,CABLE TO VERT STL,HO | 212.91 | EA | 1
LPC676 | Asia | USD | STRAP,CU,CABLE TO PIPE HOLDER FOR 2IN | 118.15 | EA | 1
GTC16Y2 | United States | USD | MOLD,CABLE TO GRD ROD,VER | 212.91 | EA | 1
285010L1 | United States | USD | KIT,FLEXIBAR,LAM FUJI 1.6 | 662.476 | EA | 10
PTC8C1T | United States | USD | MOLD,CABLE,HORZ THRU | 212.91 | EA | 1
PCC2F1T | United States | USD | MOLD,CABLE,HORZ TAP PARAL | 212.91 | EA | 1
CMC18EAL | Europe | USD | MOLD CMC18EAL | 212.91 | EA | 1
534056RW37 | United States | USD | FLEXIBAR,ADV,6X100X1,RW | 395.48 | EA | 10
RTB50N | United States | USD | RAIL TRANSIENT BARRIER, | 144.38 | EA | 1
534056RW26 | United States | USD | FLEXIBAR,ADV,6X100X1MM,RW | 432.33 | EA | 10
47857100AEP | United States | USD | ROD,GRD,1/2,CU PLATED,13 | 153.73 | EA | 1
SB20118W2 | United States | USD | BOND,CADWELD TAB,5/16X9 3 | 16.23 | EA | 100
ELK16 | United States | USD | KEY,CONTROL CAM,#5 (16MM) | 1042.9 | EA | 0
HDXAC9F9F | United States | USD | MOLD,CABLE,HORZ X SAME PL | 212.91 | EA | 1
LPA226ST | United States | USD | POINT,AL,BLUNT,1/2 X 30IN | 17.53 | EA | 1
EK16 | Asia | USD | REBAR,CLAMP,WATERPIPE | 9.28 | EA | 50
547930 | Europe | USD | MOLD,CB-X5 TO UIC 54&60 R | 40.69 | EA | 1.75
LAC2GCE | United States | USD | MOLD,CABLE TO BUS/LUG,HOR | 212.91 | EA | 1
ERICORE065T | United States | USD | DOWNCONDUCTOR,LIGHTNING, | 9787.54 | EA | 1
VBC1LV3C | United States | USD | MOLD,CABLE TO VERT STL,VE | 212.91 | EA | 1
TAC9B2Q | United States | USD | MOLD,CABLE,HORZ TEE | 212.91 | EA | 1
613840 | Europe | USD | EARTH ROD,CU BOND,POINTED | 15.69 | EA | 5
EGBA143144NN | United States | USD | BAR,GRD,,BUS,1/4X3X144LG, | 1350 | EA | 1
508142 | United States | USD | BOOT, FLEXBUS, | 244.81 | EA | 1
LPCC588NC4 | United States | USD | COPPERCLAD AIR TERMINAL 5 | 143.07 | EA | 1
B187C05RH | United States | USD | FRAME,ASSY,5X4 K PRICE | 441.89 | EA | 0
RBVC24075M | United States | USD | BASIN,POURING,#18 VERTICA | 1139.37 | EA | 1
LPC134250 | Asia | USD | CABLE,CU,CONCENTRIC,19 STRAND, 2/0 | 13.85 | FT | 250
TAC2Q2A | United States | USD | MOLD,CABLE,HORZ TEE | 212.91 | EA | 1
SSGRC10 | United States | USD | COUPLING,1 IN,SS | 33.67 | EA | 0
534012LAM01 | United States | USD | FLEXIBAR,ADV,4X20X1MM,LAM | 98.54 | EA | 10
RTC51Y6 | United States | USD | MOLD,CABLE TO REBAR,HORZ | 212.91 | EA | 1
710370 | United States | USD | U BOLD ROD CLAMP 16MM | 15.32 | EA | 10
549400 | United States | USD | BRACKET,SUPPORT,CAB T SET | 14.41 | EA | 5
LPP74718 | United States | USD | PROTECTOR,CABLE,U GUARD 1 | 47.85 | EA | 1
GYE182C | United States | USD | MOLD,CABLE TO GRD ROD,VER | 596.26 | EA | 1
XBQY4Y4 | United States | USD | 3OLD,CABLE,HORZ X LAPPED, | 406.5 | EA | 1
FLXPLAM0037 | United States | USD | FLEXIBAR,ADV,2X15.5X0.8 | 511.06 | EA | 1
LPC202 | United States | USD | POINT,CU,3/8IN X 12IN | 151.41 | EA | 1
HSC1V004 | United States | USD | MOLD,CABLE TO HORZ STL,HO | 212.91 | EA | 1
EL12SA | United States | USD | COUPLER,LENTON,SA,#4 | 13.06 | EA | 1
TAC3Q2C | United States | USD | MOLD,CABLE,HORZ TEE | 212.91 | EA | 1
SSC8C | United States | USD | MOLD,CABLE,HORZ SPLICE | 212.91 | EA | 1
563500 | United States | USD | BRAID,PREFAB,250X50X4MM, | 28.37 | EA | 10
FLXKIR0001 | United States | USD | KIT,FLEXIBAR,ADV,3X20X1MM | 176.43 | EA | 1
EL22CIPS | United States | USD | PROTECTOR,THREAD,INTERNAL | 0.19 | EA | 1
B522C | Europe | USD | CLAMP,ASSY,1 1/2 NOMINAL | 44.61 | EA | 1
PBAL12Q00172 | United States | USD | BOND,JOINT,AL1 4/0 19 | 81.64 | EA | 1
PB72QVJH150C001 | United States | USD | MOLD,CABLE TO LUG,HORZ | 366.25 | EA | 1
EGBA14414FF | United States | USD | BAR,GRD BUS,1/4 X 4 14LG, | 172 | EA | 1
PTCY5Y3 | United States | USD | MOLD,CABLE,HORZ THRU PARA | 212.91 | EA | 1
RBWS2645D | United States | USD | BASIN,POURING,HORIZONTAL | 495.12 | EA | 1
PB10SS3S3Q | United States | USD | MOLD,CABLE,HORZ SPLICE | 153.72 | EA | 1
A806A13 | United States | USD | BOND STRAND,SIGNAL,3/16, | 0.09 | IN | 0
DT130010R | Europe | USD | DIVERTER,TYPE 1, 300V, 10 | 170.77 | EA | 1
508022 | United States | USD | BRAID,FLEXIBLE, | 519.43 | EA | 1
ECRE152Q4U | Europe | USD | GROUND ROD,ASSY,EXTENTION | 1507.13 | EA | 1
BMDCAJPAM | United States | USD | MOLD,BUS BAR,HORZ TEE BAR | 451.38 | EA | 1
LPC27838 | United States | USD | BALL,CU,SAFETY,3/8IN | 33.85 | EA | 1
PGCT2T2 | Europe | USD | MOLD PGCT2T2 | 212.91 | EA | 1
B399B | United States | USD | CLAMP,MINI,EZ CHANGE FOR | 98.9 | EA | 1
534511 | United States | USD | IBS ADV 50-630-10 | 28.96 | EA | 10
S20F | United States | USD | SLEEVE,CU,FLARED,4 CONC | 1.88 | EA | 25
569204 | Asia | USD | DISTRIB. BLOCK UDF9C500AL | 67.45 | EA | 240
LPC244B | Asia | USD | POINT,CU,BARE,5/8 IN X 18IN | 55.53 | EA | 1
LMCEG2L | United States | USD | MOLD,CABLE TO BUS/LUG,VER | 212.91 | EA | 0
LPC624A58 | United States | USD | ADAPTER,CU,THRU-ROOF, | 83 | EA | 1
GTC169HW | United States | USD | MOLD,CABLE TO GRD ROD,VER | 273.39 | EA | 1
XB3Y6T1 | United States | USD | MOLD,CABLE,HORZ X LAPPED | 466.79 | EA | 1
SBXST6A | United States | USD | WELDER,HEAD BOND,3/16X6 1 | 333.53 | EA | 1
LPC154CTO | United States | USD | WIRE,CU,SOLID,BONDING, | 12.29 | EA | 1
B417AX | United States | USD | FRAME,ASSY,4 X 4 X 10 IN | 346.82 | EA | 1
TACY6W3 | Europe | USD | MOLD TACY6W3 | 212.91 | EA | 1
PCCY0A7 | United States | USD | MOLD,CABLE,HORZ TAP PARAL | 212.91 | EA | 1
549750 | United States | USD | BUSBAR,10 MM,PLAIN,2M PCB | 1475.95 | EA | 2
560111 | United States | USD | PUNCH,STEEL,.656 W/DIE | 124.23 | EA | 0
F20ETN10KG | United States | USD | WELD METAL, CADWELD, F20 | 596.66 | EA | 2
GMR188C | United States | USD | MOLD,CABLE TO GRD ROD,VER | 289.29 | EA | 1
GYE152V | United States | USD | MOLD,CABLE TO GRD ROD,VER | 596.26 | EA | 1
MBK08 | United States | USD | MOLD,BLANK,STYLE K,2 3/8 | 966.13 | EA | 1
EGGBC14424QQ | United States | USD | BUSBAR,STL,GALV,ASSY,1/4X | 105.58 | EA | 1
47858610AEP | United States | USD | ROD,GRD,5/8,CU PLATED,15 | 48.3 | EA | 0
GTC181T | United States | USD | MOLD,CABLE TO GRD ROD,VER | 212.91 | EA | 1
561690 | Asia | USD | METAL SPACER M5 X 30 | 1.06 | EA | 50
HDGRC182V | United States | USD | MOLD,CABLE TO GRD ROD,VER | 212.91 | EA | 1
EL32D14 | United States | USD | ANCHOR,LENTON,TERMINATOR, | 48.1 | EA | 1
TDX200M240D | Europe | USD | PROTECTOR,SURGE,240V DELT | 2661.12 | EA | 1
TAC2L8D | United States | USD | MOLD,CABLE,HORZ TEE | 212.91 | EA | 1
S429F2N16 | United States | USD | SLEEVE,CU,FLARED,3/0 RLAY | 3.12 | EA | 25
EHL58C1K1K | United States | USD | CONNECTOR,COMPRESSION,CU, | 34.94 | EA | 25
B159H | United States | USD | FRAME,VERT SPLIT,HORZ PIP | 299.87 | EA | 1
LPC2942F5M | United States | USD | ADAPTER,CU,COUPL.,1/2IN | 20.94 | EA | 1
NCR161E | United States | USD | MOLD,CABLE TO GRD ROD,HOR | 289.29 | EA | 1
EL25D6SA0800 | United States | USD | COUPLER,LENTON,SA HEAD, | 108.01 | EA | 1
HDGBF33 | United States | USD | MOLD,GRD ROD,TO ROD/RECEP | 507.28 | EA | 1
GTC182PW | United States | USD | MOLD,CABLE TO GRD ROD,VER | 273.39 | EA | 1
EGBA14424NNT | United States | USD | BAR,ASSY BUS,1/4 X 4 X 24 | 330 | EA | 1
GTC188B | United States | USD | MOLD,CABLE TO GRD ROD,VER | 212.91 | EA | 1
T335 | United States | USD | TOOL,CRIMPING, | 129.15 | EA | 1
563150 | United States | USD | KIT,BLOCK,DIST,TR125A | 128.4 | EA | 1
PBW3SRH | Europe | USD | MOLD,CABLE,FORMED TERMINA | 113.42 | EA | 1
534001LAM11 | United States | USD | FLEXIBAR,ADV,3X9X0.8,LAM | 162.64 | EA | 10
RDH552L | United States | USD | MOLD,CABLE TO REBAR,HORZ | 373.05 | EA | 1
LPDOWNLEADCTO | United States | USD | INDUSTRIAL STACK DOWNLEAD | 6074.9 | EA | 1
GMR161L | United States | USD | MOLD,CABLE TO GRD ROD,VER | 289.29 | EA | 1
CSP1BNC600 | United States | USD | COAXIAL SURGE PROTECTOR, | 130.56 | EA | 1
LPC228ST | Europe | USD | POINT,CU,BLUNT,1/2IN X | 170.97 | EA | 1
549410 | United States | USD | BUSBAR,SUPPORT,BRACKET | 3.1 | EA | 10
SSC2Q8C | United States | USD | MOLD,CABLE,HORZ SPLICE | 212.91 | EA | 1
508100 | Asia | USD | FleXbus Aluminum Perforated Profile | 43.69 | EA | 1
SIMBASE2840 | Europe | USD | SI MAST SQUARE BASE | 222.61 | EA | 1
A238KC2S24KIT | United States | USD | CLAMP,FENCE,4/0 X 24 IN, | 959.15 | EA | 1
PB10SS3B3Q001 | United States | USD | MOLD,CABLE,HORZ SPLICE | 153.72 | EA | 1
HDPTC2Q9T | United States | USD | MOLD,CABLE,HORZ THRU PARA | 212.91 | EA | 1
PBWY9 | United States | USD | MOLD,PAIR,CABLE HORZ TO R | 149.4 | EA | 1
GTC142P | United States | USD | MOLD,CABLE TO GRD ROD,VER | 212.91 | EA | 1
MBA68P | United States | USD | MOLD,BLANK,90/115 P PRICE | 119.52 | EA | 1
CAVST1L | United States | USD | MOLD,CABLE TO VERT STL,45 | 207.39 | EA | 1
508057 | Asia | USD | FleXbus Cond., 1,280 mm?, 9,000 mm | 2607.75 | EA | 1
EL32P24L | United States | USD | COUPLER,LENTON,POSITION, | 109.56 | EA | 1
HCA1H | United States | USD | MOLD,CABLE TO HORZ STL,HO | 129.72 | EA | 1
EDT2150M | United States | USD | ENHANCED TYPE 2 MODULE, | 91.82 | EA | 1
SSC3D2Q | United States | USD | MOLD,CABLE,HORZ SPLICE | 212.91 | EA | 1
TAC2Q1TW | United States | USD | MOLD,CABLE,HORZ TEE | 273.39 | EA | 1
615850ESB | United States | USD | GROUND ROD,5/8X1.54M, | 21.82 | EA | 5
EGBC14408GG | United States | USD | BAR,GRD BUS,1/4 X 4 X 8 | 88 | EA | 1
TACY4W3 | United States | USD | MOLD,CABLE,HORZ TEE | 212.91 | EA | 1
S429F1N | United States | USD | SLEEVE,CU,FLARED,4 RLAY | 1.46 | EA | 0
PB10SS2V2Q | United States | USD | MOLD,CABLE,HORZ SPLICE | 208.86 | EA | 1
559694 | United States | USD | INSULATOR,3,3/8-16 X 5/8 | 6.81 | EA | 10
OSPLUSDEMO | United States | USD | KIT,SALES,DEMO,ONE SHOT | 283.1 | EA | 1
EL50TA2N | United States | USD | COUPLER,LENTON,SOURCED,A2 | 77.29 | EA | 1
SBS24884W2 | United States | USD | BOND,JOINT HEAD,3/16X9-3/ | 10.19 | EA | 100
EL20CIPPBG250 | United States | USD | PROTECTOR,THREAD,A12 THD, | 0.46 | EA | 250
TACY8Y2 | Europe | USD | MOLD TACY8Y2 | 212.91 | EA | 1
TAC9G9E | United States | USD | MOLD,CABLE,HORZ TEE | 212.91 | EA | 1
LPC31212 | Asia | USD | BASE,CU,STRAP 1/2IN POINT | 63.55 | EA | 1
PCC2L1T | United States | USD | MOLD,CABLE, HORZ TAP PARA | 212.91 | EA | 1
CARVP581E | United States | USD | MOLD,CABLE TO REBAR,VERT | 233.95 | EA | 1
GCR182G | United States | USD | MOLD,CABLE TO GRD ROD,VER | 289.29 | EA | 1
TAC9J9J | United States | USD | MOLD,CABLE,HORZ TEE | 212.91 | EA | 1
RRC528G | United States | USD | MOLD,CABLE TO REBAR,HORZ | 212.91 | EA | 1
SBXST6A | Europe | USD | WELDER,HEAD BOND,3/16 X 6 | 333.53 | EA | 1
715274 | United States | USD | DRILL,HOLLOW CORE,17MM | 279.48 | EA | 1
LJCFALY7 | Europe | USD | MOLD LJCFALY7 | 212.91 | EA | 1
EGBA14206EET | United States | USD | BAR,GRD BUS,1/4 X 2 X 6 | 72 | EA | 1
534034L3M | United States | USD | FLEXIBAR,ADV,6X40X1MM,3M, | 447.84 | EA | 0
TSF6A240V | United States | USD | FILTER, SURGE, 1PH, 240VA | 344.21 | EA | 1
DT130010R | Asia | USD | Type 1, 300V, 1 0 | 170.77 | EA | 0
A13240 | Europe | USD | PLUG,RUN,1 15/16X4 1/2 LG | 71.57 | EA | 1
534047 | Asia | USD | FLEX ADV2MTC 8X63X1 | 698.6 | EA | 1
FLXPLAM0081 | United States | USD | FLEXIBAR,ADV,2X15.5X0.8 | 171.2 | EA | 1
45503116F | United States | USD | SLEEVE,CU,.455 ID X .517 | 1.36 | EA | 1
EGBA12212NN | United States | USD | BAR,GRD BUS,1/2 X 2 X 12 | 210 | EA | 0
549512 | United States | USD | SUPPORT,ALUMINUM | 18.72 | EA | 2
563530 | United States | USD | BRAID,PREFAB,500X50X4MM, | 50.77 | EA | 10
SBD50 | Europe | USD | DIE,HAMMER,3/16 | 68.24 | EA | 1
564400 | Asia | USD | PBC 300 X 400 | 386.58 | EA | 1
563841 | Asia | USD | NEUTRAL BAR NB 125A | 34.96 | EA | 120
DS34 | Europe | USD | DRIVE STUD,3/4IN,3/4-10 U | 9 | EA | 25
TACY7W1 | United States | USD | MOLD,CABLE HORZ TEE | 212.91 | EA | 1
LPLC433 | United States | USD | BASE,CU,CIRCUIT,LEAD | 402.4 | EA | 1
GFC121H | United States | USD | MOLD,CABLE TO GRD ROD,HOR | 212.91 | EA | 1
TACY4W2 | Europe | USD | MOLD TACY4W2 | 212.91 | EA | 1
B802D01A5 | United States | USD | PLATE,ASSY,GRD,RISER,LOW | 3.8 | EA | 0
PTCY4W3 | United States | USD | MOLD,CABLE,HORZ YHRU PARA | 212.91 | EA | 1
PGCY1Y1 | United States | USD | MOLD,CABLE, HORZ THRU PAR | 212.91 | EA | 1
508032 | United States | USD | BRAID,FLEXIBLE, | 597.84 | EA | 1
RBT710101 | United States | USD | SPLICE,KIT,#7/#10 CADWELD | 186.54 | EA | 1
560640 | United States | USD | DISTANCE HOLDER 85M5 | 2.79 | EA | 100
MTKS3174 | United States | USD | MAT,PORT,3 X 3 FT 4 X 4 I | 1105.24 | EA | 1
LPC674 | United States | USD | STRAP,CU,CABLE TO PIPE | 133.18 | EA | 1
XLHSC3Q | United States | USD | MOLD,CABLE TO HORZ STL,HO | 715.08 | EA | 1
553490 | United States | USD | CONNECTOR,CLIP,M6 12X5 ZB | 1.86 | EA | 20
RJC511V | United States | USD | MOLD,CABLE TO REBAR,VERT | 212.91 | EA | 1
GFCP160Y6 | Europe | USD | MOLD GFCP160Y6 | 212.91 | EA | 1
CBSC18 | Europe | USD | CU-BONDED STEEL CONDUCTOR | 1463.05 | EA | 1
CC5A40 | United States | USD | CABLE,COMPOSITE,161 STR | 3504.19 | EA | 1
YR3003LH | United States | USD | MOLD,CABLE,HORZ Y 45 DEG | 466.79 | EA | 1
VGC1T1.25 | United States | USD | MOLD,CABLE TO VERT STL,HO | 212.91 | EA | 1
EGBA14612CCT | United States | USD | BAR,GRD BUS,1/4 X 6 X 12 | 276.76 | EA | 1
554321 | Asia | USD | CPI 35-150-12 | 17.36 | EA | 1
LK608 | United States | USD | DISK,SEALING,LENTON,INTER | 8.35 | EA | 1
LPA254 | United States | USD | POINT,AL,TUBULAR,5/8X18IN | 56.91 | EA | 1
NDR161T | United States | USD | MOLD,CABLE TO GRD ROD,HOR | 289.29 | EA | 1
TDX100M277/480T | United States | USD | PROTECTOR,SURGE,TDX100M,3 | 1324.76 | EA | 1
LPC120250 | United States | USD | CABLE,CU,SMOOTH WEAVE,29 | 4.1 | FT | 250
534060ABB02 | United States | USD | FLEXIBAR,ADV,10X120X1,ABB | 634.01 | EA | 1
ML541 | United States | USD | HANDLE,QUICK-WEDGE,ASSY | 769.6 | EA | 1
534417 | United States | USD | IBSB ADV 70-530-8-10 | 37.1 | EA | 10
B522K | United States | USD | CLAMP,SUBASSY,6 IN IPS | 260.87 | EA | 1
VFC1L | United States | USD | MOLD,CABLE TO VERT STL,TA | 212.91 | EA | 1
HDVFR2C | United States | USD | MOLD,CABLE TO VERT STL,VE | 289.29 | EA | 1
PBCT92WRHX | United States | USD | FRAME,WELDER,250KCM CONC, | 275.83 | EA | 0
545961 | United States | USD | DIE,BOLT,17/32IN, 7/16 | 107.14 | EA | 1
557330KEYE01 | United States | USD | BRAID,CU,TINNED,CUSTOM,1. | 209.67 | EA | 1
LPS2945M2M | United States | USD | ADAPTER,SS,COUPLING,5/8IN | 22.5 | EA | 1
GRC182V | United States | USD | MOLD,CABLE TO GRD ROD,VER | 212.91 | EA | 1
285022L2 | United States | USD | KIT,FLEXIBBAR,LAM | 635.224 | EA | 10
534026SE01 | United States | USD | FLEXIBAR,ADV,5X32X1MM,SE, | 204.7 | EA | 1
VSCY7 | United States | USD | MOLD,CABLE TO VERT STL,45 | 212.91 | EA | 1
LC36B12DSP01 | United States | USD | SLEEVE,B12 SPECIAL,36MM, | 341.52 | EA | 1
PB13ST2QRH | Asia | USD | MOLD,4/0 CONC TO WEB OF 85#-150# RAIL,ST | 208.86 | EA | 1
PBHVT20P120A1M | Asia | USD | MOULD,HV,M12X38MM STUD,RAIL | 112.36 | EA | 1
GRC152Q | United States | USD | MOLD,CABLE TO GRD ROD,VER | 212.91 | EA | 1
534026ABB01 | United States | USD | FLEXIBAR,ADV,5X32X1,ABB, | 86.7 | EA | 10
VSC2C | United States | USD | MOLD,CABLE TO VERT STL,45 | 212.91 | EA | 1
VBCY2 | United States | USD | MOLD,CABLE TO VERT STL,VE | 212.91 | EA | 1
LJCEG1L | United States | USD | MOLD,CABLE TO BUS/LUG,HOR | 212.91 | EA | 1
GRC338C | United States | USD | MOLD,CABLE TO GRD ROD,VER | 212.91 | EA | 1
534007CH26 | United States | USD | FLEXIBAR,ADV,4X15.5X0.8MM | 69.05 | EA | 1
GUYKIT7M/GRIP | United States | USD | RING,KIT,GUYING,7 MAX HGT | 1319.46 | EA | 1
PBB49734 | United States | USD | BOND,COMPOSITE 3RD RAIL,F | 384.48 | EA | 1
SGT240M | Europe | USD | MODULE, SPARK GAP, TYPE 2 | 113.44 | EA | 1
VBC9EV6 | United States | USD | MOLD,CABLE TO VERT STL,VE | 212.91 | EA | 1
HDPTC3Q2GW | United States | USD | MOLD,CABLE,HORZ THRU PARA | 253.23 | EA | 1
USC101EG | Asia | USD | USC OD 98.4-102.6MM, PIPE 3-1/2" | 516.32 | EA | 25
534128 | United States | USD | BUSBAR,FLEXIBLE,ADVANCED, | 441.16 | EA | 2
553540 | Asia | USD | CONNECTOR FBC 10X20 ZB | 6.21 | EA | 45
534007DS04 | United States | USD | FLEXIBAR,ADV,4X15.5X0.8MM | 303.1 | EA | 5
RCE54Y5 | Europe | USD | MOLD RCE54Y5 | 596.26 | EA | 1
568676 | United States | USD | CONNECTOR,GROUNDING,BAR, | 4.64 | EA | 10
FLXPRW0002 | United States | USD | FLEXIBAR,ADV,6X32X1MM,RW, | 163.05 | EA | 1
585156ADV | United States | USD | KIT,FLEXIBAR,ADV,CUTLER- | 106.12 | EA | 0
VBC2F | United States | USD | MOLD,CABLE TO VERT STL,VE | 212.91 | EA | 1
EL25A2SSN | United States | USD | COUPLER,LENTON STANDARD,# | 114.52 | EA | 1
CAHCA1V | United States | USD | MOLD,CABLE TO HORZ STL,HO | 129.72 | EA | 1
LECY8EAL | Europe | USD | MOLD LECY8EAL | 212.91 | EA | 1
LPLC49258 | United States | USD | HOLDER,LEAD,COVERED,LAY- | 105.73 | EA | 1
GBD18HQ | United States | USD | MOLD,GRD,ROD TO ROD SPLIC | 451.38 | EA | 1
557320 | United States | USD | BRAID,CU,TINNED, 25 M LG, | 26.27 | MR | 1
GBJGT162QR1M | United States | USD | MOLD,GRD ROD TO ROD/RECEP | 711.88 | EA | 1
HDGTC163AW | United States | USD | MOLD,CABLE TO GRD ROD,VER | 273.39 | EA | 1
534034GE35 | United States | USD | FLEXIBAR,ADV,6X40X1MM,GE, | 196.65 | EA | 10
LECY4EAM | Europe | USD | MOLD LECY4EAM | 212.91 | EA | 1
PBWT203SLH | United States | USD | WELDER,ASSY,RAIL,500 RLAY | 401.73 | EA | 1
PB10RJ521V | United States | USD | MOLD,CABLE TO REBAR,VERT | 153.72 | EA | 1
EGBA144120NN | United States | USD | BAR,GRD BUS,1/4 X 4 X 120 | 1365 | EA | 1
LPC505 | Asia | USD | SPLICE, CU, STAMPED, CABLE, PARALLEL | 11.81 | EA | 1
VSC1LV8C | United States | USD | MOLD,CABLE TO VERT STL,45 | 212.91 | EA | 1
EL12S13NMG | United States | USD | COUPLER,LENTON,S13,#4,GLO | 47.51 | EA | 1
INTCPTSIIERICOR | United States | USD | ADAPTER, SII TO ERICORE | 94.94 | EA | 1
RBT1091A | United States | USD | SLEEVE,CADWELD,#10 T-SERI | 77.64 | EA | 1
LPAAR1010 | United States | USD | TERMINAL,AIR,1000MM,10MM | 31.39 | EA | 1
VSCY4V8C | United States | USD | MOLD,CABLE TO VERT STL,45 | 212.91 | EA | 1
LPC126R500 | Europe | USD | CABLE,CU,ROPELAY,28 STR | 6.9 | MT | 152
A140 | Asia | USD | CONNECTOR,TEMPORARY,3/16 TRACK | 39.75 | EA | 1
534053RW22 | United States | USD | FLEXIBAR,ADV,10X80X1,RW | 185.65 | EA | 1
T403 | Asia | USD | SEALER, MOULD | 46.65 | EA | 1
VBR3X | United States | USD | MOLD,CABLE TO VERT STL,VE | 289.29 | EA | 1
508046 | Asia | USD | FleXbus Cond., 960 mm?, 8,000 mm | 1878.51 | EA | 1
VVR2CV5 | United States | USD | MOLD,CABLE TO VERT STL,VE | 212.91 | EA | 1
WTBR487CT2 | United States | USD | RECEPTOR,TIP,SUPPORT,WIND | 125.12 | EA | 10
RJC511L | United States | USD | MOLD,CABLE TO REBAR,VERT | 212.91 | EA | 1
LPC244 | United States | USD | POINT,CU,5/8IN X 18IN | 91.78 | EA | 1
GTC162F | United States | USD | MOLD,CABLE TO GRD ROD,VER | 212.91 | EA | 1
LPC2932F2F | United States | USD | ADAPTER,CU,COUPL.,1/2IN | 21.02 | EA | 1
GMR162G | United States | USD | MOLD,CABLE TO GRD ROD,VER | 289.29 | EA | 1
GYRC312G | United States | USD | MOLD,CABLE TO GRD ROD,VER | 289.29 | EA | 1
CAHAAY3 | United States | USD | MOLD,CABLE TO HORZ STL,HO | 129.72 | EA | 1
CAHEA1H | United States | USD | MOLD,CABLE TO HORZ CAST I | 129.72 | EA | 1
534048DSN07 | United States | USD | FLEXIBAR,ADV,10X63X1,DSN, | 270.84 | EA | 1
RBW65511HA | United States | USD | SLEEVE,CADWELD,LOW SLIP # | 100.25 | EA | 1
RPSCW6STPX4 | United States | USD | CROSSOVER,6 STEPS,244IN | 167896.72 | EA | 1
LAC2VEAL | United States | USD | MOLD,CABLE TO BUS/LUG,HOR | 212.91 | EA | 1
A927F185 | Asia | USD | BOLT,HEX HEAD,1/4-20 X 1-1/2 STAINLESS | 0.94 | EA | 1
A930M025 | United States | USD | SPRING,COMPRESSION,0.25 X | 4.37 | EA | 0
CAHEA1V8 | United States | USD | MOLD,CABLE,TO HORZ CAST I | 129.72 | EA | 1
LPC32158 | Europe | USD | BASE,CU,STRAIGHT,5/8IN | 36.53 | EA | 1
BJCPALPAL | United States | USD | MOLD,BUS BAR,HORZ TAP PAR | 212.91 | EA | 1
558259 | United States | USD | BRAID IBS 50-130-10 | 4.93 | EA | 10
LPC31558 | Asia | USD | BASE,CU,STRAP 5/8IN POINT,NARROW SURFACE | 55.24 | EA | 1
PGT06CS | United States | USD | MOLD,CABLE,HORZ THRU PARA | 207.39 | EA | 1
PB10SS3Q3D | United States | USD | MOLD,CABLE,HORZ SPLICE | 208.86 | EA | 1
A929H006 | United States | USD | WASHER,SEALING,5/8 NEOPRE | 5.03 | EA | 1
534027HLC01 | United States | USD | FLEXIBAR,ADV,6X32X1MM,HLC | 73.25 | EA | 10
KUL | United States | USD | JUMPER,CONNECTOR,CDA 956 | 5.6 | EA | 100
A238FD2S24LH | United States | USD | CLAMP,FENCE,4/0 X 24 IN F | 293.44 | EA | 1
B530A2Q72 | United States | USD | JUMPER,ASSY,4/0 CONC 72LG | 266.01 | EA | 1
GYR181G | United States | USD | MOLD,CABLE TO GRD ROD,VER | 289.29 | EA | 1
150F80 | United States | USD | WELD METAL,CADWELD,F80 | 34.21 | EA | 10
IH1250F | Europe | USD | ENCLOSURE,INSPECTION,W/CO | 1186.24 | EA | 1
TACY9Y2 | Europe | USD | MOLD TACY9Y2 | 212.91 | EA | 1
B548A48 | United States | USD | MOUNTING,KIT,1/8X3-4W BAR | 16.55 | EA | 0
LPA669 | Asia | USD | STRAP,AL,CABLE STAND-OFF | 88.75 | EA | 1
SBXSS3330B | United States | USD | BOND,ONLY,3/16X3/4TAB,BOO | 4.8 | EA | 1
ELPG2.00 | United States | USD | LENTON, PROFILE GAGE, | 115.9 | EA | 1
RJC521D | United States | USD | MOLD,CABLE TO REBAR,VERT | 212.91 | EA | 1
CMC14FAM | United States | USD | MOLD,BUS TO GRD ROD,VERT | 212.91 | EA | 1
GYR182CW | United States | USD | MOLD,CABLE TO GRD ROD,VER | 349.77 | EA | 1
GTC16Y8 | Europe | USD | MOLD GTC16Y8 | 212.91 | EA | 1
HDPTD2Q2QW | United States | USD | MOLD,CABLE,HORZ THRU PARA | 491.7 | EA | 1
RCE542Q | United States | USD | MOLD,CABLE TO REBAR,VERT | 596.26 | EA | 1
SSGR3412 | United States | USD | ROD,GRD,3/4IN X 12FT,SS | 300.75 | EA | 0
SCH40B | Asia | USD | STEEL CLIPS | 499.89 | EA | 25
LPC804 | Europe | USD | STRAP,CU,CABLE,1/2IN WIDE | 1.49 | EA | 1
GYR16Y3 | United States | USD | MOLD,CABLE TO GRD ROD,VER | 289.29 | EA | 1
XBM3D2C | United States | USD | MOLD,CABLE,HORZ X LAPPED | 649.88 | EA | 1
505671 | United States | USD | BUSBAR,SPECIAL,C11000 CU | 17.49 | EA | 1
RJC522V | United States | USD | MOLD,CABLE TO REBAR,VERT | 212.91 | EA | 1
XAC2G2G | Europe | USD | MOLD XAC2G2G | 212.91 | EA | 1
548560 | Asia | USD | ISO TP 45M10 | 4.33 | EA | 25
VSC2V | Europe | USD | MOLD VSC2V | 212.91 | EA | 1
CD1B | Asia | USD | CLAMP, CONDUIT, 3/4, WITH | 90.92 | EA | 1000
LK1410 | United States | USD | COUPLER,LENTON,INTERLOK,# | 164.55 | EA | 1
RBW2689 | United States | USD | SLEEVE,SPEED,#9 | 25.05 | EA | 1
TAC9E9E | Europe | USD | MOLD TAC9E9E | 212.91 | EA | 1
PBJW22W1A127B | United States | USD | BOND,RAIL,250KCM RLAY 127 | 155.65 | EA | 0
GRP181V | United States | USD | MOLD,CABLE TO GRD ROD,VER | 234 | EA | 1
CAHAA1K | United States | USD | MOLD,CABLE TO HORZ STL, | 129.72 | EA | 1
534034GE49 | United States | USD | FLEXIBAR,ADV,6X40X1MM,GE, | 345.94 | EA | 10
PQM200240D | United States | USD | PROTECTOR,SURGE,PQM200, 2 | 3260.07 | EA | 1
BBREAM | United States | USD | MOLD,BUS BAR,HORZ SPLICE | 289.29 | EA | 1
XLPCC2G1L | United States | USD | MOLD,CABLE, HORZ TAP | 252.73 | EA | 1
534017L3MP | United States | USD | FLEXIBAR,BUSBAR,MTO, | 118.94 | EA | 200
SSC2V2Q | United States | USD | MOLD,CABLE,HORZ SPLICE | 212.91 | EA | 1
LPC244 | Asia | USD | POINT,CU,5/8IN X 18IN NICKEL PLATED | 91.78 | EA | 1
LU12DR16D | United States | USD | LENTON ULTIMATE,ANCHOR, | 8.26 | EA | 1
RDH552V | United States | USD | MOLD,CABLE TO REBAR,HORZ | 373.05 | EA | 1
SBG150 | United States | USD | RAIL GRINDER,PORTABLE,EFC | 2490.43 | EA | 1
LC22S2D | United States | USD | SLEEVE,S2 SERIES,22MM, | 77.81 | EA | 1
534010DCI08 | United States | USD | FLEXIBAR,ADV,2X20X1MM, | 48.35 | EA | 1
EL57T36A2 | United States | USD | COUPLER,LENTON STANDARD,# | 121.26 | EA | 1
GRC161D | United States | USD | MOLD,CABLE TO GRD ROD,VER | 212.91 | EA | 1
GRC222Q | United States | USD | MOLD,CABLE TO GRD ROD,VER | 212.91 | EA | 1
PB10GR183Q | United States | USD | MOLD,CABLE TO GRD ROD,VER | 153.72 | EA | 1
ZZLPPPROJECT | United States | USD | PASSIVE LIGHTNING PROTECT | 1.53 | EA | 0
LPC31238 | Asia | USD | BASE,CU,STRAP 3/8IN POINT | 61.72 | EA | 1
FLXPCCN0001 | United States | USD | FLEXIBAR,ADV,6X15.5X0.8MM | 132.13 | EA | 1
VNC8CRH | United States | USD | MOLD,CABLE TO VERT STL,HO | 212.91 | EA | 1
GYR14T2 | Europe | USD | MOLD GYR14T2 | 289.29 | EA | 1
SSCY9 | United States | USD | MOLD,CABLE,HORZ SPLICE | 212.91 | EA | 1
815880SG | United States | USD | GROUND ROD,GALV,POINTED | 19.63 | EA | 0
ERICORE023T | United States | USD | DOWNCONDUCTOR,LIGHTNING, | 4277.59 | EA | 1
EL28CPPW | United States | USD | LENTON,PLUG,PLASTIC,#9, | 5.06 | EA | 25
615860GAL01 | United States | USD | ROD,GRD,5/8X6,CU PLATED, | 18.51 | EA | 5
RRC538C | United States | USD | MOLD,CABLE TO REBAR,HORZ | 212.91 | EA | 1
S429F1W12 | United States | USD | SLEEVE,CU,FLARED,2 RLAY | 1.62 | EA | 0
EPGC1426X6 | United States | USD | PERIMETER,GRD,90DEG BEND | 36.89 | EA | 1
SES40P2401P | Asia | USD | SURGE, 240V 1PH ASE, NON-METALLIC | 173.77 | EA | 1
CGDEH | United States | USD | MOLD,BUS TO HORZ STL,TAP | 451.38 | EA | 1
EL32S5BQ | United States | USD | COUPLER,LENTON,STRAIGHT, | 69.14 | EA | 1
DT17520R | United States | USD | TYPE 1, 75V, 2 0 | 295.57 | EA | 1
B13714 | United States | USD | DRIVE,ROD,SLEEVE 1/2 CU R | 147.73 | EA | 5
PTC2P9L | United States | USD | MOLD,CABLE,HORZ THRU PARA | 212.91 | EA | 1
LPC501 | Europe | USD | SPLICE,CU,STAMPED,CABLE | 5.48 | EA | 25
GYR16Y2 | Europe | USD | MOLD GYR16Y2 | 289.29 | EA | 1
VTC1VV3C | United States | USD | MOLD,CABLE TO VERT STL,HO | 212.91 | EA | 1
PT2T | United States | USD | WIRE,CU,#2 SOLID,TINNED | 14.74 | EA | 0
B540A38634A1 | United States | USD | COVER,BUSBAR,3/8X6X34,W/ | 275.32 | EA | 1
RHC53Y5 | United States | USD | MOLD,CABLE TO REBAR,HORZ | 212.91 | EA | 1
LAC2CEE | Europe | USD | MOLD LAC2CEE | 212.91 | EA | 1
551080 | United States | USD | BUSBAR,SUPPORT,UBS,10MM | 218.17 | EA | 1
LPA100CTO | United States | USD | CABLE,AL,SMOOTH WEAVE,24 | 1.78 | EA | 1
PCC2Q1Y | United States | USD | MOLD,CABLE,HORZ TAP PRALL | 212.91 | EA | 1
RB7X | United States | USD | COUPLER,CAPLUG, | 0.27 | EA | 0
GRC18Y7 | Europe | USD | MOLD GRC18Y7 | 212.91 | EA | 1
554060 | United States | USD | SILICONE SLEEVE SBS 20 | 10.18 | EA | 25
FLXPAPG0002 | United States | USD | FLEXIBAR,ADV,4X80X1MM,APG | 179.359 | EA | 1
LPC245BST | United States | USD | POINT,CU,BLUNT BARE,5/8IN | 61.54 | EA | 1
SBL165106 | United States | USD | CLAMP,RAIL DRILL,L165 | 138.81 | EA | 0
4TGS | Asia | USD | CLIP,SPACER, 1/4 T-GRID | 57.49 | EA | 0
XLXAC2Q2Q | United States | USD | MOLD,CABLE,HORZ X SAME PL | 212.91 | EA | 1
HAAW3 | United States | USD | MOLD,CABLE TO HORZ STL, | 129.72 | EA | 1
LPC302L58V | United States | USD | BASE,CABLE,AND AIR TERMIN | 65.13 | EA | 1
B102EG002 | United States | USD | LUG,CU,1/4 X 1 1/2 W/2-9/ | 43.59 | EA | 100
CSP1F600 | United States | USD | COAXIAL SURGE PROTECTOR, | 130.56 | EA | 1
SS40SR | United States | USD | MOLD,HV CABLE SPLICE,HORZ | 1522.18 | EA | 1
PB50PT4L3Q | United States | USD | MOLD,CABLE,HORZ THRU PARA | 325.89 | EA | 1
PGT08CSM | United States | USD | MOLD,CABLE, HORZ THRU PAR | 207.39 | EA | 0
EGBA14324NN | United States | USD | BAR,GRD,,BUS,1/4X3X24 LG, | 234 | EA | 1
B30112D | United States | USD | MOLD, COVER, GRAPHITE | 24.74 | EA | 0
PB60TA3Q4Y | United States | USD | MOLD,CABLE,HORZ TEE | 325.89 | EA | 1
EGS555001 | United States | USD | BRAID,CU,TINNED,CUSTOM, | 89.71 | EA | 1
GRC183D | United States | USD | MOLD,CABLE TO GRD ROD,VER | 212.91 | EA | 1
XLHSC2C | United States | USD | MOLD,CABLE TO HORZ STL,HO | 252.73 | EA | 1
B320 | United States | USD | CLAMP,SURFACE,HORZ | 25.33 | EA | 1
CAVNT1VRH | United States | USD | MOLD,CABLE TO VERT STL,HO | 107.07 | EA | 1
ETMAGS | Europe | USD | GR BAR ASSY,TOP MOUNTED G | 54.01 | EA | 1
RHC531V | United States | USD | MOLD,CABLE TO REBAR,HORZ | 212.91 | EA | 1
MBSPD180PCB | United States | USD | METER,BASE,SPD,120/240V, | 162.37 | EA | 1
LPLC458X34 | United States | USD | CONNECTOR,LEAD,COVERED, | 150.8 | EA | 1
B101GGOL002 | United States | USD | LUG,OFFSET,CU,3/8IN X | 49.22 | EA | 5
EGBA14260NN | United States | USD | BAR,GRD BUS,1/4 X 2 X 60 | 447 | EA | 1
PCC2Q2QW | United States | USD | MOLD,CABLE, HORZ TAP PARA | 253.23 | EA | 1
TACY5Y0 | Europe | USD | MOLD TACY5Y0 | 212.91 | EA | 1
BMCBAKBAK | United States | USD | MOLD,BUS BAR,HORZ TEE BAR | 212.91 | EA | 1
503220WS01 | United States | USD | BRAID,CU,TIN,250MM2,1LYR, | 91 | EA | 1
545820 | United States | USD | PUNCH,TOOL,18MM | 218.77 | EA | 1
GTCP160Y4 | Europe | USD | MOLD GTCP160Y4 | 212.91 | EA | 1
SSC3Q2Q | United States | USD | MOLD,CABLE,HORZ SPLICE | 212.91 | EA | 1
CMJ22JM | United States | USD | MOLD,BUS TO GRD ROD,VERT | 329.61 | EA | 1
VGPY1M | United States | USD | MOLD,CABLE TO VERT STL,HO | 158.37 | EA | 1
PB80QVJHV | United States | USD | MOLD,LUG TO FLANGE,INVERT | 697.55 | EA | 1
VFR2QV4 | United States | USD | MOLD,CABLE TO VERT STL,VE | 289.29 | EA | 1
PCC2Q8C | United States | USD | MOLD,CABLE, HORZ TAP PARA | 212.91 | EA | 1
VVRY4 | Europe | USD | MOLD VVRY4 | 289.29 | EA | 1
ELBEG32AHTCA | United States | USD | LENTON,BAR END GAGE,32MM, | 304.43 | EA | 1
NDF312Q | United States | USD | MOLD,CABLE TO GRD ROD,HOR | 507.28 | EA | 1
CAHAA1YM | United States | USD | MOLD,CABLE TO HORZ STL,HO | 92.21 | EA | 1
GPECNED012 | United States | USD | ELECTRODE,GRD PLATE, | 69.18 | EA | 1
LPP691 | United States | USD | REBAR,BONDING,ASSY,C122 | 97.56 | EA | 1
45 | United States | USD | WELD METAL,CADWELD,F20 | 10.24 | EA | 20
FLXPABB0096 | United States | USD | FLEXIBAR,ADV,6X80X1MM,ABB | 218.305 | EA | 1
534041STB02 | United States | USD | FLEXIBAR,ADV,8X50X1,STB | 158.45 | EA | 10
613480 | Europe | USD | ROD,GRD,3/4 X 8 FEET | 61.88 | EA | 5
534034ARZ27 | United States | USD | FLEXIBAR,ADV,6X40X1MM,ARZ | 207.77 | EA | 10
534047GE08 | United States | USD | FLEXIBAR,ADV,8X63X1,GE | 444.17 | EA | 1
PBWX8LH | United States | USD | MOLD,BOND,FIELD MADE BOND | 98.07 | EA | 1
EGBA14122HH | United States | USD | BAR,GRD BUS,1/4 X 1 X 22 | 128 | EA | 0
TDC75MBCH | United States | USD | CABLE,COMPOSITE,19 STRAND | 633.64 | EA | 1
A811J26F200 | United States | USD | STRIP,CU,26GA X 12,C11000 | 1084.17 | EA | 0
RRH58Y5M | United States | USD | MOLD,CABLE TO REBAR,HORZ | 284.59 | EA | 1
GFC16Y4 | United States | USD | MOLD,CABLE TO GRD ROD,HOR | 212.91 | EA | 1
LPC808 | Asia | USD | STRAP,CU,CABLE,1-1/4" TWO HOLE | 14.97 | EA | 1
615803HA01UL | United States | USD | ROD,GRD,5/8X10,CU CLAD,13 | 32.23 | EA | 5
RBT189115H | United States | USD | SPLICE,KIT,#18 15 DEGREE | 447.54 | EA | 1
CASST1V | United States | USD | MOLD,CABLE,HORZ SPLICE | 207.39 | EA | 1
PTCY5Y4 | Europe | USD | MOLD PTCY5Y4 | 212.91 | EA | 1
MBB13 | United States | USD | MOLD,BLANK,150200 C PRICE | 153.55 | EA | 1
PBCT9Y5AX | United States | USD | FRAME,WELDER,BOND,CBX5 | 606.54 | EA | 1
S1V53M | United States | USD | MOLD,HV CABLE SPLICE,HORZ | 722.16 | EA | 1
TADP9Y1 | United States | USD | MOLD,CABLE,HORZ TEE | 451.38 | EA | 1
PBB472B | United States | USD | FRAME,HOLDDOWN,SPECIAL EZ | 452.73 | EA | 1
B121DE | Europe | USD | LUG,CU,3/16 X 1 W/1-9/16 | 9.18 | EA | 10
550430 | United States | USD | BUSBAR DPCB 80 X 5 | 649.16 | EA | 2
T334 | United States | USD | WRENCH,ADJUSTABLE,OPEN EN | 32.47 | EA | 0
ML6GPKG26 | United States | USD | PACKAGE,QUICK-WEDGE PIN,# | 100.58 | EA | 1
CAVST1LC | United States | USD | MOLD,CABLE TO VERT STL,45 | 207.39 | EA | 1
VSC1GV5C | United States | USD | MOLD,CABLE TO VERT STL,45 | 212.91 | EA | 1
RTB30S2M | United States | USD | BARRIER,TRANSIENT,RAIL, | 131.08 | EA | 1
HDPTC3A2GW | United States | USD | MOLD,CABLE,HORZ THRU PARA | 253.23 | EA | 1
CAD09 | United States | USD | DIE,ASSY,HAMMER,2 CONC,1 | 294.86 | EA | 0
GYR182L | United States | USD | MOLD,CABLE TO GRD ROD,VER | 289.29 | EA | 1
TAC2Q8E | United States | USD | MOLD,CABLE,HORZ TEE | 212.91 | EA | 1
RPSCW3STP4W | United States | USD | WALKWAY,3 STEPS X 4 | 167896.72 | EA | 1
VVR8D001 | United States | USD | MOLD,CABLE TO VERT STL,VE | 289.29 | EA | 1
EGBA14360DGT | United States | USD | BUSBAR,GRD,CU,1/4X3X60,DG | 687 | EA | 1
EGP114 | United States | USD | GRD PLATE,UTILITY BUTT, | 54.63 | EA | 10
EGBA14106HHT | United States | USD | BUSBAR,GRD,CU,1/4X1X6,HH, | 60 | EA | 1
534056ABB01 | United States | USD | FLEXIBAR, ADV, 6X100X1MM | 230.5 | EA | 1
4010075EG | Asia | USD | #401 EG CLEVIS 3/4 | 497.99 | EA | 100
ECRH101V4U | United States | USD | GROUND ROD,ASSY,KIT,10FT, | 2104.45 | EA | 1
CD0B | Asia | USD | CLAMP,CONDUIT,1/2 WITH BO | 78.69 | EA | 100
NCR151V | United States | USD | MOLD,CABLE TO GRD ROD,HOR | 289.29 | EA | 1
TDX200S277/480 | United States | USD | PROTECTOR,SURGE,TDX200S,3 | 2567.85 | EA | 1
VNC1VLH1.25 | United States | USD | MOLD,CABLE TO VERT STL,HO | 212.91 | EA | 1
LPA30912 | Asia | USD | BASE, AL, POINT, 1/2IN,ADHESIVE | 27.35 | EA | 1
PCC1G1V | United States | USD | MOLD,CABLE, HORZ TAP PARA | 212.91 | EA | 1
BACCAJ | United States | USD | MOLD,BUS BAR,HORZ SPLICE | 212.91 | EA | 1
561141 | Asia | USD | BLOCK,SPLICE,250AMP,TUNNE | 35.83 | EA | 240
RBW7398H | United States | USD | INSTALLATION KIT,EQUIP,#8 | 1626.97 | EA | 1
534036RIV05 | United States | USD | FLEXIBAR,ADV,10X40X1,RIV, | 403.43 | EA | 1
PCC2C2C | United States | USD | MOLD,CABLE, HORZ TAP PARA | 212.91 | EA | 1
715360 | United States | USD | DEVICE,CLAMPING,RAIL,BSK | 1029.24 | EA | 1
TMGBA14L15PT | United States | USD | BAR,ASY,GRDBUS,1/4X4X13.5 | 200 | EA | 1
555297B | United States | USD | BRAID,CU,50MM2,BLK ,MBJ | 7.76 | EA | 1
A239HC2S242G4RH | United States | USD | CLAMP,FENCE,4/0 FLEX 24 L | 298.7 | EA | 1
LPC205BST | United States | USD | POINT,CU,BLUNT BARE,3/8IN | 28.16 | EA | 1
400PLUSF20 | Asia | USD | CADWELD PLUS,#400,F20,BROWN | 68.95 | EA | 50
534040FES01 | United States | USD | FLEXIBAR,ADV,6X50X1MM,FES | 128.23 | EA | 10
LPS27255 | United States | USD | ROD,SOLID EXTENSION,SS, | 181.49 | EA | 1
VVF3QHQ | United States | USD | MOLD,CABLE TO VERT STL,VE | 507.28 | EA | 1
TAC1V1Y | United States | USD | MOLD,CABLE,HORZ TEE | 212.91 | EA | 1
MBA46A | United States | USD | MOLD,BLANK,R PRICE 150200 | 241.41 | EA | 1
SSC2L | United States | USD | MOLD,CABLE,HORZ SPLICE | 212.91 | EA | 1
CALAT1HCE | United States | USD | MOLD,CABLE TO BUS/LUG,HOR | 207.39 | EA | 1
PTCY8Y8 | Europe | USD | MOLD PTCY8Y8 | 212.91 | EA | 1
613480SG01 | United States | USD | GROUND ROD,COPPERBONDED,3 | 34.69 | EA | 5
613840 | United States | USD | ROD,GRD,3/8X4,CU BONDED | 15.69 | EA | 5
SST1T | United States | USD | MOLD,CABLE,HORZ SPLICE | 207.39 | EA | 1
LPC120CTO | United States | USD | CABLE,CU,SMOOTH WEAVE,29 | 3.78 | EA | 1
XAC2Q2C | United States | USD | MOLD,CABLE,HORZ X SAME PL | 212.91 | EA | 1
GYR16T1 | Europe | USD | MOLD GYR16T1 | 289.29 | EA | 1
NCR18Y6 | United States | USD | MOLD,CABLE TO GRD ROD,HOR | 289.29 | EA | 1
RHC522C | United States | USD | MOLD,CABLE TO REBAR,HORZ | 212.91 | EA | 1
S429F3F16 | United States | USD | SLEEVE,CU,FLARED,350 RLAY | 4.42 | EA | 25
TAC2V2GW | United States | USD | MOLD,CABLE,HORZ TEE | 273.39 | EA | 1
558310 | Asia | USD | CONTACT KIT M6 X 16 ZB | 0.62 | EA | 100
534053PDI12 | United States | USD | FLEXIBAR,ADV,10X80X1,PDI | 926.28 | EA | 1
GTC188E | United States | USD | MOLD,CABLE TO GRD ROD,VER | 212.91 | EA | 1
EGBA14414BB | United States | USD | BAR,GRD BUS,1/4 X 4 X 14 | 172 | EA | 1
EL57TP8Q | United States | USD | COUPLER,LENTON,POSITION, | 384.68 | EA | 1
LPC555L | Asia | USD | SECONDARY BONDING LUG,CU.TINNED | 21.7 | EA | 1
PTC1L1L | United States | USD | MOLD,CABLE, HORZ THRU PAR | 212.91 | EA | 1
VSC2E | United States | USD | MOLD,CABLE TO VERT STL,45 | 212.91 | EA | 1
FLXPAPG0007 | United States | USD | FLEXIBAR,ADV,4X80X1MM,APG | 341.359 | EA | 1
A240D2S36001LH | United States | USD | CLAMP,FENCE,4/0X36 FLEX J | 233.67 | EA | 1
B1331Y | Asia | USD | SLEEVE,CU,.265 ID X .327 OD X 1IN LONG | 0.92 | EA | 25
PB60TA4Y4Y | United States | USD | MOLD,CABLE,HORZ TEE | 325.89 | EA | 1
VBCY4 | United States | USD | MOLD,CABLE TO VERT STL,VE | 212.91 | EA | 1
505659 | United States | USD | BUSBAR,SPECIAL,C11000 CU, | 202.03 | EA | 1
PLUSCU2RLD6 | Europe | USD | CADWELD PLUS NEXT GEN REP | 70.76 | EA | 1
VSCY1 | United States | USD | MOLD,CABLE TO VERT STL,45 | 212.91 | EA | 1
LPC27512 | United States | USD | ADAPTER,CU,SPRING,FOR 1/2 | 101.29 | EA | 1
PB10GT184R | United States | USD | MOLD,CABLE TO GRD ROD,VER | 153.72 | EA | 1
A928D021 | United States | USD | NUT,HEX,HEAVY,3/8-16UNC S | 0.75 | EA | 0
GYE152Q | United States | USD | MOLD,CABLE TO GRD ROD,VER | 596.26 | EA | 1
M562 | United States | USD | CRUCIBLE/FRAME,ASSY,4 X 4 | 3620.09 | EA | 1
SBPAJ345 | United States | USD | BOND,PLUG,S8 3/16X45 LONG | 13.62 | EA | 50
B323BX | United States | USD | FRAME,ASSY,HOLD DOWN | 66.37 | EA | 1
LPA273CTO | United States | USD | ROD,AL,SOLID EXTENSION 5/ | 22.99 | EA | 1
GUYCMP5 | United States | USD | SLEEVE,CRIMP,5MM GUYING | 9.3 | EA | 1
563490 | United States | USD | BRAID,PREFAB,500X28X5MM, | 29.75 | EA | 10
GLCEG3S | United States | USD | MOLD,CABLE TO LUG,HORZ SP | 212.91 | EA | 1
EGBA14612AA | United States | USD | BAR,GRD BUS,1/4 X 6 X 12 | 216 | EA | 1
563340 | United States | USD | BRAID,PREFAB,200X23X1.5MM | 6.45 | EA | 10
TDS1301TR240 | United States | USD | DIVERTER,TD,240V,30KA | 183.34 | EA | 1
LPA29658 | United States | USD | TERMINAL,AIR,EXTENSION,PA | 36.8 | EA | 1
K16 | Asia | USD | CADDY, WIRE OR ROD CONDUIT HGR | 103.34 | EA | 1000
VBC9FV5C | United States | USD | MOLD,CABLE TO VERT STL,VE | 212.91 | EA | 1
VSC2Q | United States | USD | MOLD,CABLE TO VERT STL,45 | 212.91 | EA | 1
RBB1092B | United States | USD | MATERIAL,FILLER,GROUP | 52.77 | EA | 1
PTC1X1L | United States | USD | MOLD,CABLE, HORZ THRU PAR | 212.91 | EA | 1
CAA817B12 | United States | USD | BOND,STRAP,JUMPER,CU,1/16 | 11.22 | EA | 1
548500 | United States | USD | INSULATOR,BUSBAR,ISO TP | 3.89 | EA | 25
S429F2J16 | Europe | USD | SLEEVE,CU,FLARED,2/0 RLAY | 2.88 | EA | 25
LPC46440 | United States | USD | JUMPER,COVERED,EYE | 205.52 | EA | 1
545671 | United States | USD | TOOL,HYDRAULIC,ROLLER FOR | 150.19 | EA | 1
VSC3QV10 | United States | USD | MOLD,CABLE TO VERT STL, | 212.91 | EA | 1
SBM275E1 | United States | USD | WELDER,SUBASSY,FRAME BODY | 92.99 | EA | 1
LACY6CAJ | United States | USD | MOLD,CABLE TO BUS/LUG,HOR | 212.91 | EA | 1
LPC466B | Europe | USD | CLAMP,CU,UNIVERSAL, SOLID | 58.3 | EA | 1
534010SE17 | United States | USD | FLEXIBAR,ADV,2X20X1,SE | 46.47 | EA | 1
LPA620 | United States | USD | ADAPTER,AL,UNIVERSAL THRU | 64.8 | EA | 1
HDC1 | United States | USD | CLAMP,GRD ROD,STL BRZ,HEA | 19.72 | EA | 50
RB45SC23075RHK | United States | USD | BASIN,POURING,#18-#14,45D | 854.52 | EA | 1
RRA521T | United States | USD | MOLD,CABLE TO REBAR,HORZ | 129.72 | EA | 1
CBSC8B | Europe | USD | CU-BONDED STL COND,50M,8M | 268.79 | EA | 1
B120 | Asia | USD | HANDLE, CLAMP | 357.01 | EA | 1
PCCSF1V | United States | USD | MOLD,CABLE, HORZ TAP PARA | 253.23 | EA | 1
HAR1T12GA | United States | USD | MOLD,CABLE TO HORZ STL,HO | 289.29 | EA | 1
ZZETSURCHRG | United States | USD | ERITECH SURCHARGE | 99999.99 | EA | 0
GTD16P9 | Europe | USD | MOLD GTD16P9 | 451.38 | EA | 1
EL57TP8ES | United States | USD | COUPLER,LENTON POSITION, | 356.94 | EA | 1
T372A | United States | USD | CAN,REPAIR,GALV COMPOND | 52.47 | EA | 1
TDX100S120/208 | United States | USD | PROTECTOR,SURGE,TDX100S,3 | 1535.37 | EA | 1
SPDC100120/240 | United States | USD | PROTECTOR,SURGE,TDX100C,2 | 1760.45 | EA | 1
TAC2Q2Q | Europe | USD | MOLD TAC2Q2Q | 212.91 | EA | 1
EL16A2SS | United States | USD | COUPLER,LENTON STANDARD,# | 64.86 | EA | 1
LPC606 | United States | USD | POINT,CU,CONCEALED,1/2IN | 178.31 | EA | 1
EL2522A12 | United States | USD | COUPLER,LENTON,A12,#8-#7 | 48.6 | EA | 1
534011IR07 | United States | USD | FLEXIBAR,ADV,3X20X1MM,IR | 51.61 | EA | 1
RJE551T | United States | USD | MOLD,CABLE TO REBAR,VERT | 596.26 | EA | 1
SBTBJ5448 | United States | USD | BOND,JUMPER,5/16 & 1 TAB | 26.29 | EA | 25
VSC9CV5C | United States | USD | MOLD,CABLE TO VERT STL,45 | 212.91 | EA | 1
508173 | United States | USD | TOOL, | 152.6 | EA | 1
EGBA14410LL | United States | USD | BAR,GRD BUS,1/4 X 4 X 10, | 128 | EA | 1
RDH542LM | United States | USD | MOLD,CABLE TO REBAR,HORZ | 284.59 | EA | 1
534446 | United States | USD | IBSB ADV 240-1030-10-12 | 197.93 | EA | 2
HDVVF2Q | United States | USD | MOLD,CABLE TO VERT STL,VE | 507.28 | EA | 1
PCC9C1V | United States | USD | MOLD,CABLE, HORZ TAP PARA | 212.91 | EA | 1
RBT109130H | United States | USD | SPLICE,KIT,#10 CADWELD T- | 214.09 | EA | 1
EL57T32A2 | United States | USD | COUPLER,LENTON STANDARD,# | 123.61 | EA | 1
534027RW17 | United States | USD | FLEXIBAR,ADV,6X32X1MM,RW, | 280.46 | EA | 1
TGC2/0 | United States | USD | CONN,ESP,TANK,#10SOL-2/0 | 10.8 | EA | 0
540510RT03 | United States | USD | BAR,FLEXIBLE,MTO,10X24X1, | 44.64 | EA | 0
534012L3MP | United States | USD | FLEXIBAR,BUSBAR,MTO, | 106.95 | EA | 0
557190 | Asia | USD | PB25, LUGS FOR FLAT BRAIDS FTCB OR FRCB | 1.85 | EA | 1
EL2016A12 | United States | USD | COUPLER,LENTON,A12,#6-#5 | 39.06 | EA | 1
SBA146108 | United States | USD | CLIP,CONCRETE TIE,A=9.13, | 35.41 | EA | 1
PTC2L1T | United States | USD | MOLD,CABLE, HORZ THRU PAR | 212.91 | EA | 1
S06F | United States | USD | SLEEVE,CU,FLARED,2/0 RLAY | 1.77 | EA | 25
GT1162GPLUS | United States | USD | ONE-SHOT,CABLE TO GRD ROD | 27.06 | EA | 6
RBW7391110H | United States | USD | INSTALLATION,KIT,EQUIP | 1565.56 | EA | 1
534056ABB09 | United States | USD | FLEXIBAR,ADV,6X100X1,ABB, | 573.06 | EA | 1
534034GE30 | United States | USD | FLEXIBAR,ADV,6X40X1MM,GE, | 237.81 | EA | 10
534041KOM15 | United States | USD | FLEXIBAR,ADV,8X50X1MM,KOM | 245.36 | EA | 1
B548A46 | United States | USD | MOUNTING,KIT,HARDWARE,3/8 | 15.42 | EA | 1
ERICORE044U | United States | USD | DOWNCONDUCTOR,LIGHTNING, | 5772.34 | EA | 1
534503 | United States | USD | IBS ADV 25-530-8-10 | 15.66 | EA | 10
534026SE04 | United States | USD | FLEXIBAR,ADV,5X32X1MM,SE, | 213.32 | EA | 1
TDX200S277/480T | Asia | USD | PROTECTOR,SURGE,TDX200S,3P,277/480V,4W+G | 2119.6 | EA | 1
ML6GPKG250 | United States | USD | COUPLER,QUICK WEDGE,#6 GA | 38.94 | EA | 1
ECRH102G4D | Europe | USD | GROUND ROD,ASSY,KIT,10FT, | 2104.45 | EA | 1
VBC2QV10 | United States | USD | MOLD,CABLE TO VERT STL,VE | 212.91 | EA | 1
RBWS1500D | United States | USD | BASIN,POURING,#9 STANDARD | 352.64 | EA | 1
EGBA14424LL | United States | USD | BAR,GRD BUS,1/4 X 4 X 24 | 282 | EA | 1
534041PHM23 | United States | USD | FLEXIBAR,ADV,8X50X1MM,PHM | 180.98 | EA | 1
EL12A2WCP | United States | USD | COUPLER,LENTON STANDARD,# | 14.8 | EA | 1
554006 | United States | USD | JUMPER,CU,(1)PC 4/0CU ROP | 39.82 | EA | 0
534007DS01 | United States | USD | FLEXIBAR,ADV,4X15.5X0.8MM | 99.5 | EA | 1
CR34SS | Asia | USD | COUPLER,GRD ROD,SS304 FOR 3/4 SS ROD | 61.79 | EA | 1
VBC1VV4 | United States | USD | MOLD,CABLE TO VERT STL,VE | 212.91 | EA | 1
LK9ES | United States | USD | COUPLER,LENTON INTERLOK,# | 96.45 | EA | 1
PBB23201M | United States | USD | CRUCIBLE,MOLD,W/2 TAP HOL | 564.01 | EA | 1
HAA1H11C | United States | USD | MOLD,CABLE TO HORZ STL,HO | 129.72 | EA | 1
534047CPG03 | United States | USD | FLEXIBAR,ADV,8X63X1,PG | 281.5 | EA | 1
LPC595 | Europe | USD | CONNECTOR,CU,CROSS RUN | 50.69 | EA | 1
HVR12CUHQ | United States | USD | MOLD,STUD TO VERT STL | 289.29 | EA | 1
LPP899BK | Asia | USD | ADHESIVE,ROOF,10.1OZ M1 BLACK | 27.15 | EA | 1
UTBTA | United States | USD | BARRIER,TRANSIENT,UNIVERS | 145.09 | EA | 1
TACT3Y1 | United States | USD | MOLD,CABLE,HORZ TEE | 212.91 | EA | 1
PB26XB2C1H | United States | USD | MOLD,CABLE,HORZ X LAPPED | 631.33 | EA | 1
GRC152G | United States | USD | MOLD,CABLE TO GRD ROD,VER | 212.91 | EA | 1
B160V | Asia | USD | VERTICLE PIPE CLAMP | 308.86 | EA | 1
FLXPQUR0003 | United States | USD | FLEXIBAR,ADV,6X15.5X0.8MM | 252.24 | EA | 10
EL20SADCF | United States | USD | COUPLER,LENTON,SA,#6, | 22.89 | EA | 1
EGBA14272NN | United States | USD | BAR,ASSY,GRD BUS,1/4 X 2 | 531 | EA | 1
CAGTP161L | United States | USD | MOLD,CABLE TO GRD ROD,VER | 233.95 | EA | 1
EL28CIPS | United States | USD | PROTECTOR,THREAD,INTERNAL | 0.21 | EA | 1
SX40SSW3001 | United States | USD | MOLD,CABLE,HORZ SPLICE | 966.13 | EA | 1
LAC2S002 | United States | USD | MOLD,CABLE TO BUS/LUG,HOR | 212.91 | EA | 1
CAS05F | United States | USD | SLEEVE,CU,.391 ID X .453 | 1.67 | EA | 25
DS34 | Asia | USD | GROUND ROD, DRIVING STUD 3/4" | 9 | EA | 25
PB50LA5FGH | United States | USD | MOLD,CABLE TO BUS/LUG,HOR | 325.89 | EA | 1
GLPCC001TC | United States | USD | MOLD,CABLE TO LUG,HORZ SP | 233.95 | EA | 1
548520 | Asia | USD | ISO TP 40M10 | 4.16 | EA | 25
GFCY6DBG | Europe | USD | MOLD GFCY6DBG | 212.91 | EA | 1
LPA31558 | Asia | USD | BASE,AL NARROW MOUNT | 47.6 | EA | 1
XLTAC2G2G | United States | USD | MOLD,CABLE,HORZ TEE | 252.73 | EA | 1
VSCT3 | United States | USD | MOLD,CABLE TO VERT STL,45 | 212.91 | EA | 1
CAFCA1L20 | United States | USD | MOLD,CABLE,TO HORZ C.I.PI | 129.72 | EA | 1
VFRY4 | Europe | USD | MOLD VFRY4 | 289.29 | EA | 1
EL36SASA7500 | United States | USD | COUPLER,LENTON,SASA,DBL | 455.46 | EA | 1
PB10SS3Q3S | United States | USD | MOLD,CABLE,HORZ SPLICE | 153.72 | EA | 1
FLXPLAM0086 | United States | USD | FLEXIBAR,ADV,3X9X0.8MM, | 340.79 | EA | 1
LJCEG1K | United States | USD | MOLD,CABLE TO BUS/LUG,HOR | 212.91 | EA | 1
RBW2688 | United States | USD | SLEEVE,SPEED,#8 | 23.52 | EA | 1
CATAN2G1V | United States | USD | MOLD/FRAME,CABLE,HORZ TEE | 261.02 | EA | 1
6334330 | Europe | USD | EARTH ROD,CU BOND,THREADE | 32.91 | EA | 5
EL12C2Q | United States | USD | COUPLER,LENTON,HALF,C2, | 26.49 | EA | 1
548610 | Asia | USD | INSULATOR ISO TP 60M10 | 6.11 | EA | 25
CAHBA1G24 | United States | USD | MOLD,CABLE TO HORZ CAST I | 129.72 | EA | 1
A927T044 | United States | USD | ROD,THREADED,3/8-16UNC-2A | 115.32 | EA | 0
NDRC312G | United States | USD | MOLD,CABLE TO GRD ROD,HOR | 289.29 | EA | 1
563830 | Asia | USD | DIST BLOCK 4POL 100/125AL | 46.76 | EA | 50
B2700A2C1WH | Europe | USD | TERMINAL,BLOCK KIT, | 41.24 | EA | 1
LPA105250 | Asia | USD | CABLE,LTNG,37STR X 4/0AWG AL ON 250 FT R | 2.87 | FT | 1
549730 | United States | USD | BUSBAR,10 MM,PLAIN,2M PCB | 891.24 | EA | 2
A814A064CCST16 | United States | USD | WIRE,STL,CU CLAD,TINNED | 110.13 | EA | 1
534010LAM06 | United States | USD | FLEXIBAR,ADV,2X20X1MM,LAM | 189.5 | EA | 10
534038MJP01 | United States | USD | FLEXIBAR,ADV,4X50X1MM,MJP | 212.23 | EA | 10
561600 | United States | USD | METAL SPACER M4 X 30 | 0.83 | EA | 50
XLLJCEG1T | United States | USD | MOLD,CABLE TO BUS/LUG,HOR | 252.73 | EA | 1
534018GE11 | United States | USD | FLEXIBAR,ADV,4X24X1MM,GE, | 134.1 | EA | 10
561174 | Asia | USD | POWER BLOCK SB2C 1000AL | 101.02 | EA | 180
534010ABB22 | United States | USD | FLEXIBAR,ADV,2X20X1MM,ABB | 119.12 | EA | 1
EL25A2GV | United States | USD | COUPLER,LENTON,STANDARD, | 118.92 | EA | 1
556826B | United States | USD | MBJ 50-150-8-10 | 4.52 | EA | 1
TAC3A3D | United States | USD | MOLD,CABLE,HORZ TEE | 212.91 | EA | 1
LPA571 | Asia | USD | BOLT,U,CABLE SPLICER CASTING | 27.87 | EA | 1
PB80LS3QJK003M | United States | USD | MOLD,CABLE TO BUS/LUG,HOR | 697.55 | EA | 1
EL22C3J | United States | USD | COUPLER,LENTON HALF,#7 | 39.55 | EA | 1
PCCY4Y4 | Europe | USD | MOLD PCCY4Y4 | 212.91 | EA | 1
GRC333Q | United States | USD | MOLD,CABLE TO GRD ROD, | 212.91 | EA | 1
TCR1T1G | United States | USD | MOLD,CABLE,VERT TEE HORZ | 289.29 | EA | 1
WTBMESH36C | United States | USD | WINDTURBINE BLADE COPPER | 8116.08 | EA | 1
PB20TA2Q2G | United States | USD | MOLD,CABLE,HORZ TEE | 153.72 | EA | 1
PVT1500M | United States | USD | PV T1 MODULE, 500VDC, | 105.36 | EA | 1
PB10GR181E | United States | USD | MOLD,CABLE TO GRD ROD,VER | 153.72 | EA | 1
557650 | United States | USD | BRAID,CU,TINNED,.15MM DIA | 12.41 | MR | 1
B532A2Q48 | United States | USD | JUMPER,ASSY,4/0 CONC 48 I | 208.92 | EA | 1
LPA228ST | United States | USD | POINT,AL,BLUNT,1/2 X 48IN | 23.04 | EA | 1
XAC3H3H | United States | USD | MOLD,CABLE,HORZ X SAME PL | 212.91 | EA | 1
LJCPALY1 | United States | USD | MOLD,CABLE TO BUS/LUG,HOR | 212.91 | EA | 1
GTC318C | United States | USD | MOLD,CABLE TO GRD ROD,VER | 212.91 | EA | 1
A929G002 | United States | USD | WASHER,SEALING,1/4 LEAD | 12.27 | EA | 1
RBT914101 | United States | USD | SPLICE,KIT,#9/#14 CADWELD | 210.64 | EA | 1
CAHAA2GC | United States | USD | MOLD,CABLE TO HORZ STL,HO | 129.72 | EA | 1
HAAY34 | United States | USD | MOLD,CABLE TO HORZ STL,HO | 129.72 | EA | 1
556860AC01 | United States | USD | BRAID,CU,MBJ,50MM2,300MM, | 12.53 | EA | 1
EGBA14406MM | United States | USD | BAR,GRD BUS,1/4 X 4 X 6 | 103.07 | EA | 0
CAA817B24 | United States | USD | BOND,STRAP,JUMPER,CU,1/16 | 18.33 | EA | 1
GTC312QW | United States | USD | MOLD,CABLE TO GRD ROD,VER | 273.39 | EA | 1
EL36A2MG | United States | USD | COUPLER,LENTON STANDARD,# | 75.85 | EA | 1
56103116TF | United States | USD | SLEEVE,CU,.561IDX.623ODX1 | 2.47 | EA | 0
PB50LA3BJK001 | United States | USD | MOLD,CABLE TO BUS/LUG, | 325.89 | EA | 1
A2363J | United States | USD | SLEEVE,COUPLER,3/16 X #6 | 2.35 | EA | 100
PTF4Y4L | United States | USD | MOLD,CABLE, HORZ THRU PA | 507.28 | EA | 1
EDT2480M | United States | USD | ENHANCED TYPE 2 MODULE, 4 | 97.87 | EA | 1
AX3697BOX | United States | USD | DISK,FORM SAVER,#7 CLIPPE | 0.06 | EA | 10000
HAAY2M | Europe | USD | MOLD HAAY2M | 92.21 | EA | 1
GTP181GM | United States | USD | MOLD,CABLE TO GRD ROD,VER | 158.37 | EA | 1
534026PDI51 | United States | USD | FLEXIBAR,ADV,5X32X1MM,PDI | 125.42 | EA | 10
DSD1201S24M | United States | USD | DIVERTER,SURGE | 152.87 | EA | 1
SSPDTC3P550 | United States | USD | SSPD, TNC, THREE PHASE, | 408.01 | EA | 1
EL16P14LN | United States | USD | COUPLER,LENTON,POSITION, | 56.1 | EA | 1
HAA1G6 | United States | USD | MOLD,CABLE TO HORZ STL,HO | 129.72 | EA | 1
LPC31558 | United States | USD | BASE,CU,STRAP 5/8IN POINT | 55.24 | EA | 1
47858050AEP | United States | USD | ROD,GRD,5/8,CU PLATED,15 | 65.42 | EA | 0
615875 | Europe | USD | ROD, GRD, 5/8X7, 5MIL,PTD | 20.83 | EA | 5
LU32MS15D | United States | USD | LENTON ULTIMATE,MALE, | 26.17 | EA | 1
534029ABB13 | United States | USD | FLEXIBAR,ADV,10X32X1,ABB, | 124.7 | EA | 5
PB13GY162Q | United States | USD | MOLD,CABLE TO GRD ROD,VER | 208.86 | EA | 1
LPC237BST | United States | USD | POINT,CU,5/8X36IN,1/2THR | 52.16 | EA | 1
SBTBBU4ACWPW2 | United States | USD | BOND,BOOTLEG,3/16,4 LONG, | 10.61 | EA | 100
RB45SB14075LHH | United States | USD | BASIN,POURING,#14 45 DEG | 569.71 | EA | 1
DT17510R | United States | USD | TYPE 1, 75V, 1 0 | 179.84 | EA | 1
SVRY4 | United States | USD | MOLD,CABLE,VERT SPLICE | 289.29 | EA | 1
510150 | United States | USD | BRAID,CU,TINNED,50 M LG, | 7.8 | MR | 1
TACY3Y4 | United States | USD | MOLD,CABLE,HORZ TEE | 212.91 | EA | 1
B2715C | United States | USD | CONNECTOR,JUMPER,FUSE HOL | 4.91 | EA | 0
PB10PC9C1V | United States | USD | MOLD,CABLE,HORZ TAP PARAL | 208.86 | EA | 1
CWP4JH34 | United States | USD | CLAMP,PIPE,3/4CONDUIT,BRZ | 53.63 | EA | 0
DT230040R | Europe | USD | DIVERTER,TYPE 2, 300V, 40 | 204.78 | EA | 1
GTCP190Y6 | United States | USD | 1,1D,CABLE TO GRD ROD,VER | 212.91 | EA | 1
RBM2748100D | United States | USD | FITTING,CADWELD,#8/#9 END | 158.61 | EA | 1
GTC221H | United States | USD | MOLD,CABLE TO GRD ROD,VER | 212.91 | EA | 1
556860 | Asia | USD | EARTH BRAID MBJ 50-300-10 | 14.51 | EA | 10
PBB489E3S120 | United States | USD | BOND,IMPD,CENTER LEAD,500 | 1009.67 | EA | 1
ESB2 | United States | USD | CONNECTOR,SPLIT BOLT,SIL | 10.79 | EA | 50
HKH1V2 | United States | USD | MOLD,CABLE TO HORZ STL | 373.05 | EA | 1
RJC522G | United States | USD | MOLD,CABLE TO REBAR,VERT | 212.91 | EA | 1
RRH58Y5 | United States | USD | MOLD,CABLE TO REBAR,HORZ | 373.05 | EA | 1
FLXPLAM0105 | Asia | USD | 718-A58305-001 | 149.22 | EA | 1
534048DSN03 | United States | USD | FLEXIBAR,ADV,10X63X1,DSN, | 161.7 | EA | 1
PVT1500SM | Asia | USD | PV T1 SIDE MODULE, 500 VDC | 105.36 | EA | 24
DT230010R | Asia | USD | Type 2, 300V, 1 0 | 87.87 | EA | 1
NCR182L | United States | USD | MOLD,CABLE TO GRD ROD,HOR | 289.29 | EA | 1
SVR2G001 | United States | USD | MOLD,CABLE,VERT SPLICE | 289.29 | EA | 1
534031IR03 | United States | USD | FLEXIBAR,ADV,3X40X1MM,IR | 171.73 | EA | 1
VSC2Q | Europe | USD | MOLD VSC2Q | 212.91 | EA | 1
CD6B | Asia | USD | CLAMP, CONDUIT, 2-1/2 WITH | 329.84 | EA | 0
SSGRS3410 | United States | USD | ROD,GRD,3/4INX10,SS,SECT | 274.24 | EA | 0
FLXPCRS0003 | United States | USD | FLEXIBAR,ADV,2X20X1MM,CRS | 88.07 | EA | 1
HSP10K36 | United States | USD | PROTECTOR,LINE,HIGH SPEED | 389.79 | EA | 1
553405 | Asia | USD | CONNECTOR FBC 5X4 | 1.94 | EA | 0
569020 | Asia | USD | DISTRIBUT BLOCK UDJ 125A | 15.58 | EA | 160
EL32D6SP001 | United States | USD | ANCHOR,WELDABLE,SPECIAL, | 84.82 | EA | 1
RRA541L | United States | USD | MOLD,CABLE TO REBAR,HORZ | 129.72 | EA | 1
BGKCMCM | United States | USD | MOLD,BUS BAR,HORZ SPLICE | 966.13 | EA | 1
B318 | United States | USD | FRAME ACCESSORY,CHAIN | 115.93 | EA | 1
LPA30912 | United States | USD | BASE,AL,POINT,1/2IN, | 27.35 | EA | 1
RBWS1547E | United States | USD | BASIN,POURING,#10 STD. HO | 266.54 | EA | 1
WT2TTP01 | United States | USD | BLADE, KIT, LPS, TTP, | 9398.86 | EA | 1
553380 | Asia | USD | RFS 80-100 | 134.03 | EA | 1
GRC142C | United States | USD | MOLD,CABLE TO GRD ROD,VER | 212.91 | EA | 1
SST1L | United States | USD | MOLD,CABLE,HORZ SPLICE | 207.39 | EA | 1
285021A | United States | USD | KIT,FLEXIBBAR,LAM | 461.492 | EA | 10
PQC320FP | United States | USD | PLATE,FLUSH,SES320 SERIES | 493.66 | EA | 1
561164 | United States | USD | POWER BLOCK SB 400AL | 32.2 | EA | 1
PB10SS2W3S | United States | USD | MOLD,CABLE,HORZ SPLICE | 153.72 | EA | 1
TAC3A3Q | United States | USD | MOLD,CABLE,HORZ TEE | 212.91 | EA | 1
PBW12J72B | United States | USD | BOND,JOINT,2/0 RLAY WEB,7 | 54.75 | EA | 0
550910 | United States | USD | BUSBAR,CU,60X10MM,4M | 1411.85 | EA | 5
A130K14 | United States | USD | TUBING,HEAT SHRINK,1 TO 3 | 51.9 | EA | 1
B399DS | United States | USD | FRAME,ASSY,1 9/16 MINI EZ | 283.93 | EA | 1
PB10LA2GEE | United States | USD | MOLD,CABLE TO BUS/LUG,HOR | 153.72 | EA | 1
MCCSCP350 | United States | USD | KIT,MOUNTING,FLUSH,SES65 | 102999.99 | EA | 1
PAIL5 | United States | USD | PAIL,ASSY,5 GALLON,PLASTI | 46.09 | EA | 0
EL28S4A | United States | USD | COUPLER,LENTON,STRAIGHT, | 48.28 | EA | 1
569060 | Asia | USD | DISTRIBUT BLOCK UDF 500A | 41.26 | EA | 60
XAC2V2Q | United States | USD | MOLD,CABLE,HORZ X SAME PL | 212.91 | EA | 1
XACY2Y1 | United States | USD | MOLD,CABLE,HORZ X SAME PL | 212.91 | EA | 1
615880ESB | United States | USD | ROD,GRD,5/8X8,CU CLAD,10 | 40.5 | EA | 5
RBS36227 | United States | USD | CAP,METAL REBAR PACKING, | 1.07 | EA | 1
615840 | Europe | USD | EARTH ROD,CU BOND,POINTED | 21.27 | EA | 5
PQDS3300S277 | United States | USD | PQDS-6-1P-277V, FSPS3300S | 2104.68 | EA | 1
GTC14Y6 | Europe | USD | MOLD GTC14Y6 | 212.91 | EA | 1
TACY9W3 | Europe | USD | MOLD TACY9W3 | 212.91 | EA | 1
B102EEOLBLK | United States | USD | LUG,CU,1/4 X 1 W/2-9/16 H | 16.69 | EA | 0
TDD3QS6 | United States | USD | MOLD,CABLE,HORZ TEE MULT | 451.38 | EA | 1
CAVSTW2 | United States | USD | MOLD,CABLE TO VERT STL,45 | 207.39 | EA | 1
PB13ST2LA150RH | United States | USD | MOLD,CABLE TO RAIL,HORZ T | 208.86 | EA | 1
595330 | United States | USD | RAILCLIP EM58SN3SH | 3.16 | EA | 100
BBRCAM | United States | USD | MOLD,BUS BAR,HORZ SPLICE | 289.29 | EA | 1
NT1161G | United States | USD | ONE-SHOT,CABLE TO GRD ROD | 24.13 | EA | 6
EDT230010R | Asia | USD | Enhanced Type 2, 300V, 1 0 | 130.06 | EA | 0
611360SP01 | United States | USD | ROD,GRD,1/2X6,CU BONDED, | 25.66 | EA | 10
285135B | United States | USD | KIT,FLEXIBAR,LAM ABB 2.5 | 1515.935 | EA | 10
EGBA14624BB | United States | USD | BAR,GRD BUS,1/4 X 6 X 24, | 363.31 | EA | 1
LK7PKG | United States | USD | COUPLER,LENTON INTERLOK, | 55.02 | EA | 320
SSC1G | United States | USD | MOLD,CABLE,HORZ SPLICE | 212.91 | EA | 1
RBT1118101H | United States | USD | SPLICE,KIT,#11/#18 CADWEL | 330.82 | EA | 1
559691 | United States | USD | INS,2-3/4,1/2-13 X 5/8 | 5.72 | EA | 10
534053PDI20 | United States | USD | FLEXIBAR,ADV,10X80X1,PDI | 348.67 | EA | 1
D/SHT2M | United States | USD | DYNASPHERE,TERMINAL,HIGH | 65.79 | EA | 1
SBTBT21C | United States | USD | WELDER,BOND,3/16 & 1 TAB, | 480.13 | EA | 1
SB10SS1V | United States | USD | MOLD,CABLE,HORZ SPLICE | 212.91 | EA | 1
508057 | United States | USD | BRAID,FLEXIBLE, | 2607.75 | EA | 1
RDH551H | United States | USD | MOLD,CABLE TO REBAR,HORZ | 373.05 | EA | 1
EGBB14312CB | United States | USD | BUSBAR,GRD,CU,1/4X3X12,CB | 122 | EA | 1
PLM2215 | United States | USD | INSULATOR,3RD RAIL,70SYM, | 139.16 | EA | 1
ERICORE130U | United States | USD | DOWNCONDUCTOR,LIGHTNING, | 17054.596 | EA | 1
T320P50 | Europe | USD | FLINT IGNITOR T320 - PER | 930.84 | EA | 25
TACY9Y6 | Europe | USD | MOLD TACY9Y6 | 212.91 | EA | 1
CAHCA2GD | United States | USD | MOLD,CABLE TO HORZ STL,HO | 129.72 | EA | 1
RDC531G | United States | USD | MOLD,CABLE TO REBAR,HORZ | 212.91 | EA | 1
HDTAC2Q2GW | United States | USD | MOLD,CABLE,HORZ TEE WEAR | 273.39 | EA | 1
HDGRC182QW | United States | USD | MOLD,CABLE TO GRD ROD,VER | 253.23 | EA | 1
LPC559L | United States | USD | CLAMP,CU,CAST,BNDG,UNIV | 36.59 | EA | 1
LPC120LCTO | United States | USD | CABLE,CU,SMOOTH WEAVE,29 | 6.42 | EA | 1
GRC311L | United States | USD | MOLD,CABLE TO GRD ROD,VER | 212.91 | EA | 1
LJCEALY3 | Europe | USD | MOLD LJCEALY3 | 212.91 | EA | 1
RBT7101HA | United States | USD | SLEEVE,CADWELD,#7 T-SERIE | 74.71 | EA | 1
NCR182Q1V | United States | USD | MOLD,CABLE TO GRD ROD,HOR | 289.29 | EA | 1
TAC3D9B | United States | USD | MOLD,CABLE,HORZ TEE | 212.91 | EA | 1
PB10GT181V | United States | USD | MOLD,CABLE TO GRD ROD,VER | 153.72 | EA | 1
FLXPAPG0001 | United States | USD | FLEXIBAR,ADV,4X80X1MM,APG | 418.609 | EA | 1
XLVSC2GV3C | United States | USD | MOLD,CABLE TO VERT STL,45 | 252.73 | EA | 1
716654 | United States | USD | LUG,CABLE,CU,RKS35/12 | 5.17 | EA | 100
534001LAM40 | United States | USD | FLEXIBAR,ADV,3X9X.08,LAM | 189.67 | EA | 1
EL57T43TP8ES | United States | USD | COUPLER,LENTON,POS,TRANS, | 358.72 | EA | 1
B2131L15 | United States | USD | BOND,JUMPER LUG,1/8 X 1W/ | 70.69 | EA | 1
PGF4L2R2R | United States | USD | MOLD,CABLE, HORZ THRU PAR | 507.28 | EA | 1
HDTAC1L1L | United States | USD | MOLD,CABLE,HORZ TEE | 212.91 | EA | 1
A930H039 | United States | USD | PIN,DOWEL,3/16X3/4 IN,STL | 0.58 | EA | 0
635810DRIVETOOL | United States | USD | ROD,GRD,5/8IN X 1FT,CU BO | 45.11 | EA | 0
PBW1S6A50B | United States | USD | BOND,RAIL,14.5MM COMPOSIT | 64.64 | EA | 1
505675 | United States | USD | BUSBAR,SPECIAL,C11000 CU | 20.8 | EA | 1
HVC22 | United States | USD | MOLD,STUD TO VERT STL | 212.91 | EA | 1
EGBA14312LL2QA | United States | USD | BAR ASSY,GRD BUS,1/4X3X12 | 138 | EA | 0
LJCJG2V | United States | USD | MOLD,CABLE TO BUS/LUG,HOR | 212.91 | EA | 1
RBT91011 | United States | USD | SPLICE,KIT,#9 -1 CADWEL | 184.95 | EA | 1
EGGBC14424QQ2A | United States | USD | BUSBAR,GROUND,ASSEMBLY | 262.56 | EA | 1
TAC3A2QW | United States | USD | MOLD,CABLE,HORZ TEE | 273.39 | EA | 1
PBW13S00160B | United States | USD | BOND,JOINT,500 RLAY INSUL | 355.51 | EA | 1
GTC14W3 | Europe | USD | MOLD GTC14W3 | 212.91 | EA | 1
LPC664L | United States | USD | CONNECTION,THRU,ROOF,TCU | 141.95 | EA | 1
VBC2J | United States | USD | MOLD,CABLE TO VERT STL,VE | 212.91 | EA | 1
LQJEH2C | United States | USD | MOLD,CABLE TO BUS/LUG,VER | 882.44 | EA | 1
EGRD58 | Asia | USD | GROUND ROD DRIVER | 528.28 | EA | 1
SBXST21A | United States | USD | WELDER,WEB BOND,3/16 XS,T | 458.03 | EA | 1
TAC3D2L | United States | USD | MOLD,CABLE,HORZ TEE | 212.91 | EA | 1
GYE371L | United States | USD | MOLD,CABLE TO GRD ROD,VER | 596.26 | EA | 1
534026AMX07 | United States | USD | FLEXIBAR,ADV,5X32X1,AMX | 132.83 | EA | 1
615880HA01UPC | United States | USD | ROD,GRD,5/8X8,CU CLAD,10 | 34.23 | EA | 5
LAC16EK | United States | USD | MOLD,CABLE TO BUS/LUG,HOR | 212.91 | EA | 1
563190 | United States | USD | BLOCK,4,POLE,DISTRIBUTION | 294.13 | EA | 1
XLVSC1VV3C | United States | USD | MOLD,CABLE TO VERT STL,45 | 252.73 | EA | 1
HDGNF169F | United States | USD | MOLD,CABLE TO GRD ROD,VER | 507.28 | EA | 1
LPC32158 | Asia | USD | BASE,CU,STRAIGHT,5/8 IN POINT | 36.53 | EA | 1
CSP1SMA600 | United States | USD | COAXIAL SURGE PROTECTOR, | 140.6 | EA | 1
TAC2G1V | United States | USD | MOLD,CABLE,HORZ TEE | 212.91 | EA | 1
SES40P120/240SP | United States | USD | PROTECTOR,SURGE,120/240V | 157.22 | EA | 1
LPC502 | Europe | USD | SPLICE,CABLE,STAMPED ASSE | 13.67 | EA | 1
534026PDI41 | United States | USD | FLEXIBAR,ADV,5X32X1MM,PDI | 100.01 | EA | 10
SBK341A | United States | USD | HOSE,RUBBER,50 FT RED,ADA | 78.41 | EA | 1
LECY3CAJ | United States | USD | MOLD,CABLE TO BUS/LUG,HOR | 212.91 | EA | 1
TAC1T1V | United States | USD | MOLD,CABLE,HORZ TEE | 212.91 | EA | 1
HAAY4M | United States | USD | MOLD,CABLE TO HORZ STL,HO | 92.21 | EA | 1
PB13ST2GLH | United States | USD | MOLD,CABLE TO RAIL,HORZ T | 208.86 | EA | 1
SST1LM | United States | USD | MOLD,CABLE,HORZ SPLICE | 139.13 | EA | 1
TAC1Y1Y | United States | USD | MOLD,CABLE,HORZ TEE | 212.91 | EA | 1
LPC153CTO | United States | USD | WIRE,CU,SOLID,BONDING, | 7.4 | EA | 1
TSF24MDSD | Europe | USD | MODULE, SURGE, TSF, 24V, | 125.66 | EA | 1
RBM2759K | United States | USD | FITTING,CADWELD,#11/#18 E | 619.34 | EA | 1
PTCY9Y4 | Europe | USD | MOLD PTCY9Y4 | 212.91 | EA | 1
VVR9DV3C | United States | USD | MOLD,CABLE TO VERT STL,VE | 289.29 | EA | 1
SBPAJG156 | United States | USD | BOND,PLUG,S12 156 LONG | 80.21 | EA | 10
RBT811101 | United States | USD | SPLICE,KIT,#8/#11 CADWELD | 190.58 | EA | 1
CAVHT1G8 | United States | USD | MOLD,CABLE TO VERT CAST I | 207.39 | EA | 1
B540C879T | United States | USD | BUSBAR,GRD,CU,3/8X6X31.5, | 370.67 | EA | 1
LVCEG2Q | United States | USD | MOLD,CABLE TO BUS,HORZ CA | 212.91 | EA | 1
VSC3H | United States | USD | MOLD,CABLE TO VERT STL,45 | 212.91 | EA | 1
534509 | Asia | USD | IBS ADV 50-430-10 | 21.04 | EA | 10
A804A15M100 | United States | USD | 15KV CABLE, 100M | 12834.243 | EA | 1
SBBDHH9 | United States | USD | BOND,ARC WELD HEAD,9 LONG | 8.68 | EA | 200
PCC2Q8D | United States | USD | MOLD,CABLE, HORZ TAP PARA | 212.91 | EA | 1
LPC80538 | United States | USD | STRAP,CU,CABLE,5/8IN WIDE | 3.17 | EA | 1
EGBA14216HH | United States | USD | BAR,GRD BUS,1/4 X 2 X 16, | 130 | EA | 1
LPC570L | United States | USD | BOLT,U,CASTING ASSEMBLY | 43.78 | EA | 1
EL38A2N | United States | USD | COUPLER,LENTON,SOURCED,A2 | 42.17 | EA | 1
SES320B120V | United States | USD | SES, 320KA, BASIC, 120V | 1163.82 | EA | 1
B117C50 | United States | USD | DISK,STL,1-1/2 INCH,50 PC | 0.19 | EA | 50
534029ABB03 | United States | USD | FLEXIBAR,ADV,10X32X1,ABB, | 91.31 | EA | 5
XLLAC1TCE | United States | USD | MOLD,CABLE TO BUS/LUG, | 715.08 | EA | 1
RDH591V | United States | USD | MOLD,CABLE TO REBAR,HORZ | 373.05 | EA | 1
EL28A22 | United States | USD | COUPLER,LENTON,STANDARD, | 43.42 | EA | 1
PB70SC3B001M | United States | USD | MOLD,CABLE,HORZ SPLICE SI | 366.25 | EA | 1
HDPTD3Q9F | United States | USD | MOLD,CABLE,HORZ THRU PARA | 451.38 | EA | 1
LPC30258V | Asia | USD | BASE,CABLE,AND AIR TERMINAL BASE ASSY | 40.59 | EA | 1
A931A003 | United States | USD | NAIL,ROOF,RING BARB SHANK | 0.16 | EA | 1
PB99LS3S007 | United States | USD | MOLD,CABLE TO BUS/LUG,HOR | 649.88 | EA | 0
LPS31612 | United States | USD | BASE,VENT,STRAP | 38.75 | EA | 1
23101001 | United States | USD | CATCH,DOOR, HR | 0.67 | EA | 200
559147 | Asia | USD | SPARE BLADE SET MFSHT-2 | 177.75 | EA | 1
508102 | Asia | USD | FleXbus Sup. Kit/Edge 3P+N, 87.5 x 123.5 | 117.65 | EA | 1
ELC12FS2 | United States | USD | COUPLER,LENTON FORM SAVER | 3.22 | EA | 1
FLXPABB0033 | United States | USD | FLEXIBAR,ADV,4X80X1,ABB | 181.6 | EA | 1
EGBA38636JJ | United States | USD | BAR,GRD BUS,3/8 X 6 X 36 | 756 | EA | 1
EGBB14412BB | United States | USD | BAR,GRD BUS,1/4 X 4 X 12 | 146 | EA | 1
A239EC2S242Q4RH | United States | USD | CLAMP,FENCE,4/0 FLEX,4/0 | 401.05 | EA | 1
534036L3M | United States | USD | FLEXIBAR,ADV,10X40X1MM,3M | 703.43 | EA | 1
GRC181L | United States | USD | MOLD,CABLE TO GRD ROD,VER | 212.91 | EA | 1
PTC3A2QW | United States | USD | MOLD,CABLE, HORZ THRU PAR | 253.23 | EA | 1
GFCP160Y4 | Europe | USD | MOLD GFCP160Y4 | 212.91 | EA | 1
GYR181V | Europe | USD | MOLD GYR181V | 289.29 | EA | 1
PCCY2W3 | United States | USD | MOLD,CABLE,HORZ TAP PARAL | 212.91 | EA | 1
122550 | United States | USD | FRAME FC-450X300 | 4624.66 | EA | 1
A801A03 | United States | USD | CABLE,BARE,4/0 CL G,CU | 0.61 | EA | 0
CATAN2C1Y | United States | USD | MOLD,CABLE,HORZ TEE | 261.02 | EA | 1
PB41HA1L162C | United States | USD | MOLD,CABLE TO HORZ STL,HO | 100.45 | EA | 1
508018 | Asia | USD | FleXbus Cond., 360 mm?, 10,000 mm | 863.91 | EA | 1
CQR31002 | United States | USD | MOLD,BUS TO GRD ROD,VERT | 212.91 | EA | 1
GT1182Q | United States | USD | ONE SHOT CABLE TO GRD ROD | 27.41 | EA | 6
TACY3Y2 | United States | USD | MOLD,CABLE,HORZ TEE | 212.91 | EA | 1
RJC512L | United States | USD | MOLD,CABLE TO REBAR,VERT | 212.91 | EA | 1
GTC16W8 | United States | USD | MOLD,CABLE TO GRD ROD,VER | 212.91 | EA | 1
MS/CONN | United States | USD | QUICK SALE | 1.43 | EA | 0
FLXPABB0082 | United States | USD | FLEXIBAR,ADV,8X80X1MM,ABB | 565.09 | EA | 1
VBC2QV3 | United States | USD | MOLD,CABLE TO VERT STL,VE | 212.91 | EA | 1
LJCCG2C | United States | USD | MOLD,CABLE TO BUS/LUG,HOR | 212.91 | EA | 1
LU28MS15D | United States | USD | LENTON ULTIMATE,MALE, | 25.66 | EA | 1
561166 | Asia | USD | POWER BLOCK SB2C 400AL | 52 | EA | 1
TDS150M440 | United States | USD | MODULE, TD, 440V, 50KA | 100.33 | EA | 1
EGBA14424BBT | United States | USD | BUS,ASSY,GRD,BUS,1/4 X 4 | 330 | EA | 1
TDX200S277/480 | Asia | USD | PROTECTOR,SURGE,TDX200S,3P,277/480V,4W+G | 2567.85 | EA | 0
RRH542VM | United States | USD | MOLD,CABLE TO REBAR,HORZ | 284.59 | EA | 1
ESBP350 | United States | USD | CONNECTOR,SPLIT BOLT,DUAL | 25.24 | EA | 25
K218 | United States | USD | MOLD,KIT,GN STYLE,#4 SOL | 828.34 | EA | 1
GRC16Y8 | United States | USD | MOLD,CABLE TO GRD ROD,VER | 212.91 | EA | 1
XACY8Y5 | Europe | USD | MOLD XACY8Y5 | 212.91 | EA | 1
SBTBT6B | United States | USD | WELDER,BOND,5/16 7 LONG,T | 366.94 | EA | 1
PGCY4Y4 | Europe | USD | MOLD PGCY4Y4 | 212.91 | EA | 1
LPC244BST | Asia | USD | AIR TERM,CU.5/8 X 18 BARE SAFETY TIP | 88.72 | EA | 1
RBW350 | United States | USD | FRAME,CADWELD,FOR POURING | 377.04 | EA | 1
VSC1KV5C | United States | USD | MOLD,CABLE TO VERT STL, | 212.91 | EA | 1
GRC168C | United States | USD | MOLD,CABLE TO GRD ROD,VER | 212.91 | EA | 1
LPC2945F2M | United States | USD | ADAPTER,CU,COUPL.,5/8IN | 55.36 | EA | 1
EL40D6Q | United States | USD | ANCHOR,LENTON TERMINATOR, | 72.87 | EA | 1
557320IR01 | United States | USD | BRAID, CU, TINNED | 26.64 | EA | 1
ERICORE051T | United States | USD | DOWNCONDUCTOR,LIGHTNING, | 7950.87 | EA | 1
GRC162QW | United States | USD | MOLD,CABLE TO GRD ROD,VER | 253.23 | EA | 1
RTC531T | United States | USD | MOLD,CABLE TO REBAR,HORZ | 212.91 | EA | 1
LU57TPT15D | United States | USD | LENTON ULTIMATE,POSITION, | 175.59 | EA | 1
569010 | United States | USD | BLOCK,SINGLE POLE,DISTRIB | 6.89 | EA | 1
559640 | United States | USD | INS,1-1/4,3/8-16 X 3/8 | 1.25 | EA | 25
FLXPLAM0040 | Asia | USD | 718-A57364-002 | 403.01 | EA | 1
GCHSC910 | United States | USD | KIT,CLIP,GLUED RAIL TIE,9 | 247.1 | EA | 1
556660 | Asia | USD | BRAID MBJ 16-300S | 5.61 | EA | 10
EL16CPPSW | United States | USD | LENTON,PLUG,PLASTIC, | 5.04 | EA | 25
B1331L | United States | USD | SLEEVE,CU,.170 ID X .232 | 0.9 | EA | 25
534010DCI05 | United States | USD | FLEXIBAR,ADV,2X20X1MM,DCI | 104.37 | EA | 1
PB10SS3Q4L | United States | USD | MOLD,CABLE,HORZ SPLICE | 153.72 | EA | 1
534011ABB02 | United States | USD | FLEXIBAR,ADV,3X20X1,ABB | 30.61 | EA | 10
549610 | United States | USD | BUSBAR,CU,PCB 50X5MM,2M | 362.46 | EA | 2
LPC2922M3M | United States | USD | ADAPTER,CU,COUPL.,1/2IN | 19.73 | EA | 1
548540 | United States | USD | INSULATOR,BUSBAR,ISO TP | 4.2 | EA | 25
LPS639 | United States | USD | WASHER,SS,FLASHING | 16.78 | EA | 1
RBC1076 | United States | USD | SPLICE,KIT,#10 CADWELD C- | 90.98 | EA | 1
XLTAC1V1V | United States | USD | MOLD,CABLE,HORZ TEE | 159.44 | EA | 1
SBTBJ5448B | United States | USD | BOND,JUMPER,5/16 & 1 TAB | 30.95 | EA | 0
CBSC10 | United States | USD | CU-BONDED STL COND,100M, | 689.64 | EA | 1
XLLJCEG2G | United States | USD | MOLD,CABLE TO BUS/LUG,HOR | 252.73 | EA | 1
PB10SS4L | United States | USD | MOLD,CABLE,HORZ SPLICE | 153.72 | EA | 1
EGBA14412GET | United States | USD | BUSBAR,GRD,CU,1/4X4X12,GE | 174 | EA | 1
VVC1VV4 | United States | USD | MOLD,CABLE TO VERT STL,VE | 212.91 | EA | 1
ERICORE155T | United States | USD | DOWNCONDUCTOR,LIGHTNING, | 21594.558 | EA | 1
MBA81 | United States | USD | MOLD,BLANK,150200 C PRICE | 195.56 | EA | 1
LPC29612 | United States | USD | TERMINAL,AIR,EXTENSION,PA | 55.13 | EA | 1
EGBA38448CB | United States | USD | BUSBAR,GRD,CU,3/8X4X48,CB | 603 | EA | 1
PCC9F9D | United States | USD | MOLD,CABLE, HORZ TAP PARA | 212.91 | EA | 1
VBCS1V5C | United States | USD | MOLD,CABLE TO VERT STL,VE | 212.91 | EA | 1
GRC181T | United States | USD | MOLD,CABLE TO GRD ROD,VER | 212.91 | EA | 1
PBC22W00422 | United States | USD | BOND,RAIL C,250KCM RLAY I | 22.52 | EA | 1
534432 | Asia | USD | IBSB ADV 120-630-10 | 73.76 | EA | 2
HAA1G | United States | USD | MOLD/FRAME,CABLE TO HORZ | 129.72 | EA | 1
SBPAJ524 | United States | USD | BOND,PLUG,S1 24 LONG | 23.59 | EA | 50
ZZIEPL | United States | USD | LABOR CHARGE MISC | 107499.99 | EA | 0
RRA561T | United States | USD | MOLD,CABLE TO REBAR,HORZ | 129.72 | EA | 1
534034ARZ08 | United States | USD | FLEXIBAR,ADV,6X40X1MM,ARZ | 459.39 | EA | 10
PBK270NY | United States | USD | KIT,RAIL,CONNECTION,NYCT | 71.96 | EA | 1
LPC305L58V | United States | USD | BASE,CU,HORZ MOUNT,5/8 IN | 67.03 | EA | 1
EDT235030R | United States | USD | ENHANCED TYPE 2, 350V, | 319.64 | EA | 1
EGBA14415LL | United States | USD | BAR,GRD BUS,1/4 X 4 X 15 | 183 | EA | 1
CAHCA2G | United States | USD | MOLD,CABLE TO HORZ STL,HO | 129.72 | EA | 1
RCE602Q | United States | USD | MOLD,CABLE TO REBAR,VERT | 596.26 | EA | 1
TAC9T9T | Europe | USD | MOLD TAC9T9T | 212.91 | EA | 1
XB4Y8Y8 | Europe | USD | MOLD XB4Y8Y8 | 761.69 | EA | 1
BACCE | United States | USD | MOLD,BUS BAR,HORZ SPLICE | 212.91 | EA | 1
GNR331V | United States | USD | MOLD,CABLE TO GRD ROD, | 289.29 | EA | 1
GYR18SF | United States | USD | MOLD,CABLE TO GRD ROD,VER | 289.29 | EA | 1
VSC1TV1.50 | United States | USD | MOLD,CABLE TO VERT STL,45 | 212.91 | EA | 1
XLTAK4P001S | United States | USD | MOLD,CABLE,HORZ TEE | 1047.78 | EA | 1
LPC676 | United States | USD | STRAP,CU,CABLE TO PIPE | 118.15 | EA | 1
A238EC2S24LH | United States | USD | CLAMP,FENCE,4/0 X 24 IN | 278.57 | EA | 1
RDM53Y6 | United States | USD | MOLD,CABLE TO REBAR,HORZ | 649.88 | EA | 1
LPC229BST144 | United States | USD | POINT,CU,BLUNT BARE,1/2IN | 278.57 | EA | 1
SBGR1181L | United States | USD | ONE-SHOT,CABLE TO GRD ROD | 13.95 | EA | 6
PTC3Q2V | United States | USD | MOLD,CABLE,HORZ THRU PARA | 212.91 | EA | 1
VSC8CV8C | United States | USD | MOLD,CABLE TO VERT STL,45 | 212.91 | EA | 1
LPC535 | Asia | USD | BONDING PLATE,CU,CRIMP 4IN SQ CONTACT | 27.68 | EA | 1
508141 | Asia | USD | FleXbus IP55, Single Entry, 176/102/152 | 198.61 | EA | 1
TACT4Y4 | United States | USD | MOLD,CABLE,HORZ TEE | 212.91 | EA | 1
WD83 | United States | USD | DIE,HAMMER,4/0 RLAY | 294.86 | EA | 1
LPA29612A | United States | USD | TERMINAL,AIR,EXTENSION,PA | 11.49 | EA | 1
PTCY6Y6 | Europe | USD | MOLD PTCY6Y6 | 212.91 | EA | 1
SSGRS348 | United States | USD | ROD,GRD,3/4INX8FT,SS,SECT | 223.75 | EA | 0
MBB35 | United States | USD | MOLD,BLANK,Z PRICE,600750 | 468.05 | EA | 1
LPC32158 | United States | USD | BASE,CU,STRAIGHT,5/8IN | 36.53 | EA | 1
PVT11000R | Asia | USD | PV CLASS 1, 1000VDC | 389.63 | EA | 30
EL2825A2 | United States | USD | COUPLER,LENTON STANDARD,# | 47.85 | EA | 1
SES200120/208CM | United States | USD | PROTECTOR,SURGE,120/208V3 | 7475.27 | EA | 1
54200003 | United States | USD | BRAID,POWER | 58.08 | EA | 0
SVR2Q1V | United States | USD | MOLD,CABLE,VERT SPLICE | 289.29 | EA | 1
LAC2CEG | United States | USD | MOLD,CABLE TO BUS/LUG,HOR | 212.91 | EA | 1
556930 | United States | USD | BRAID,PREFAB,200X11X1.1MM | 3.45 | EA | 10
LPC246LST | United States | USD | POINT,CU,BLUNT,5/8IN X | 131.26 | EA | 1
LPC244 | Europe | USD | POINT,CU,5/8IN X 18IN | 91.78 | EA | 1
534010ABB15 | United States | USD | FLEXIBAR,ADV,2X20X1MM,ABB | 121.32 | EA | 10
B30114 | United States | USD | COVER,MOLD,GRAPHITE 2X3X3 | 48 | EA | 0
FLXPHDQ0010 | United States | USD | FLEXIBAR,ADV,10X80X1,HDQ, | 249.78 | EA | 1
EL36SASA1800 | United States | USD | COUPLER,LENTON,SASA,DBL | 136.98 | EA | 1
ERICORE136T | United States | USD | DOWNCONDUCTOR,LIGHTNING, | 19101.968 | EA | 1
503210 | United States | USD | BRAID,TINNED,FLAT,15-150 | 1.22 | EA | 0
FLXPLAM0096 | United States | USD | FLEXIBAR,ADV,2X15.5X0.8MM | 290.85 | EA | 1
550920 | United States | USD | BUSBAR,CU,80X10MM,4M | 1884.73 | EA | 5
GYE142C | United States | USD | MOLD,CABLE TO GRD ROD,VER | 596.26 | EA | 1
RBWS2620LHM | United States | USD | BASIN,POURING,#18 SPECIAL | 671.5 | EA | 1
534040ERM05 | United States | USD | FLEXIBAR,ADV,6X50X1MM,ERM | 379.96 | EA | 1
XACY4Y1 | United States | USD | MOLD,CABLE,HORZ X SAME PL | 212.91 | EA | 1
RJE56Y4 | United States | USD | MOLD,CABLE TO REBAR,VERT | 596.26 | EA | 1
PCC2Q1H | United States | USD | MOLD,CABLE, HORZ TAP PARA | 212.91 | EA | 1
B802D01A120 | United States | USD | PLATE,ASSY,GRD,RISER,LOW | 39.07 | EA | 1
551010 | Asia | USD | BUSBAR SUPPORT UBS 4/5 TN | 231.25 | EA | 1
EL25P8 | United States | USD | COUPLER,LENTON,POSITION, | 111.21 | EA | 1
633440 | Europe | USD | EARTH ROD,CU BOND,THREAD | 34.15 | EA | 5
TDX50C240 | Asia | USD | PROTECTOR,SURGE,240V 2W+G,50KA/PH | 471.24 | EA | 1
EGBA14316CC | United States | USD | BAR,GRD BUS,1/4 X 3 X 16 | 162 | EA | 1
559698 | United States | USD | INS,3-1/2,5/8-16 X 3/4 | 8.45 | EA | 10
534010HDQ14 | United States | USD | FLEXIBAR,ADV,2X20X1MM,HDQ | 39.07 | EA | 1
NDF312L | United States | USD | MOLD,CABLE TO GRD ROD,HOR | 507.28 | EA | 1
554428B | United States | USD | CPIW50-300-24B | 75.76 | EA | 50
285046 | United States | USD | KIT,FLEXIBAR,ADV,KILLARK, | 648.04 | EA | 10
EGBA14424CIGBE | United States | USD | BAR ASSY,GRD BUS,1/4X4X24 | 282 | EA | 1
A927F118 | United States | USD | SCREW,HEX HEAD CAP,1/4-20 | 0.64 | EA | 0
TMGBF12L15PT | United States | USD | BUSBAR,CU,1/4X4X12IN,TMGB | 222 | EA | 1
LPC557 | Europe | USD | CLAMP,CU,CAST,BONDING, | 88.18 | EA | 1
HSC3QRE24W | United States | USD | MOLD,CABLE TO HORZ STL,HO | 233.07 | EA | 1
RTPY1M | United States | USD | MOLD,CABLE TO REBAR,HORZ | 234 | EA | 1
SPDM200277/480 | United States | USD | PROTECTOR,SURGE,TDX200M,3 | 3828.53 | EA | 1
LPA62858 | United States | USD | ADAPTER,AL,THRU-ROOF, | 67.69 | EA | 1
PQD2771PA | United States | USD | TDS1501SR277A | 215.31 | EA | 1
PHJ2Q2Q | United States | USD | MOLD,CABLE,VERT THRU PARA | 882.44 | EA | 1
PBB595F3SC144 | United States | USD | BOND,IMPD,CENTER LEAD STU | 1074.45 | EA | 1
FJ2G96 | United States | USD | JUMPER,SWAGED,2/0 CONC | 124.58 | EA | 1
TACSJSF | United States | USD | MOLD,CABLE,HORZ TEE | 212.91 | EA | 1
560600 | Asia | USD | INSULATING SPACER 30M5 | 2.14 | EA | 100
GTC14Y4 | Europe | USD | MOLD GTC14Y4 | 212.91 | EA | 1
PB60TA3S3Q | United States | USD | MOLD,CABLE,HORZ TEE | 325.89 | EA | 1
EGBA38624LL | United States | USD | BUSBAR,GRD,CU,3/8X6X24,LL | 516 | EA | 1
SIM28A2 | Europe | USD | MAST 28MM DIAM X 2M | 273.68 | EA | 1
EL43TA2MG | United States | USD | COUPLER,LENTON STANDARD, | 110.19 | EA | 1
547930 | United States | USD | MOLD, MRR95G-SNCF | 40.69 | EA | 4
553410 | United States | USD | CONNECTOR,BUS BAR,CABLE T | 3.3 | EA | 15
LPA30512THRU | United States | USD | BASE,AL, THRU HOLE, 1/2 I | 29.86 | EA | 1
RBT1891SP001 | United States | USD | SLEEVE,CADWELD,SPECIAL | 3007.97 | EA | 1
RBT141012A | United States | USD | SLEEVE,CADWELD,#14 -2 T- | 139.68 | EA | 1
CSBCABDB120062 | United States | USD | CONCRETE DRILL BIT TYPE 1 | 37.41 | EA | 1
EL43T25A2 | United States | USD | COUPLER,LENTON,#14(3.5MM) | 87.01 | EA | 1
534019STK05 | United States | USD | FLEXIBAR,ADV,5X24X1MM,STK | 52.61 | EA | 10
SVR8C2Q | United States | USD | MOLD,CABLE,VERT SPLICE | 289.29 | EA | 1
TMGBA18L23PT | United States | USD | BAR ASSY,GRD BUS,1/4X4X17 | 252 | EA | 1
FLXPABB0100 | United States | USD | FLEXIBAR,ADV,2X24X1MM,ABB | 201.694 | EA | 1
HDXBV3A3A | United States | USD | MOLD,CABLE,HORZ X LAPPED | 935.06 | EA | 1
XBQ2Q2Q | United States | USD | MOLD,CABLE,HORZ X LAPPED, | 406.5 | EA | 1
XBV3Q3DHQ | United States | USD | MOLD,CABLE,HORZ X LAPPED | 935.06 | EA | 1
S05F | United States | USD | SLEEVE,CU,FLARED,1/0 CONC | 2.83 | EA | 25
EL4032A12 | United States | USD | COUPLER,LENTON,A12,40MM- | 62.72 | EA | 12
LPC2832F2F | United States | USD | ADAPTER,CU,SWIVEL,1/2IN | 43.78 | EA | 1
RBT1114101H | United States | USD | SPLICE,KIT,#11/#14 CADWEL | 309.17 | EA | 1
GR1181GPLUS | United States | USD | ONE-SHOT,CABLE TO GRD ROD | 21.85 | EA | 6
XLCGC126C2 | United States | USD | MOLD,BUS TO HORZ STL,TAP | 252.73 | EA | 1
CNC18PAM | Europe | USD | MOLD CNC18PAM | 212.91 | EA | 1
PTC2G1K | United States | USD | MOLD,CABLE,HORZ THRU | 212.91 | EA | 1
LPC437LG | Asia | USD | BASE,CU,BARE,TOP MOUNT, W/ 1-1/2IN STUD | 251.31 | EA | 1
SBA252S0 | United States | USD | CLIP,RETAINER,TRACK CIRCU | 11.73 | EA | 50
EGBA14612NNT | United States | USD | BAR,GRD BUS,1/4 X 6 X 12 | 232.41 | EA | 1
613850 | United States | USD | ROD,GRD,3/8X5,CU BONDED | 18.04 | EA | 5
WD87 | Asia | USD | DIE ASSY,HAMMER,150MM2 | 294.86 | EA | 1
PB10GLCES5 | United States | USD | MOLD,CABLE TO LUG,HORZ SP | 208.86 | EA | 1
534011HB01 | United States | USD | FLEXIBAR,ADV,3X20X1MM,HB, | 121.28 | EA | 10
500PLUSF20 | Asia | USD | CADWELD PLUS,#500,F20,LIGHT BROWN | 76.12 | EA | 50
GTC31SD | United States | USD | MOLD,CABLE TO GRD ROD,VER | 212.91 | EA | 1
FLXPSHL0012 | United States | USD | FLEXIBAR,ADV,5X20X1MM,SHL | 150.649 | EA | 1
GYR14T2 | United States | USD | MOLD,CABLE TO GRD ROD,VER | 289.29 | EA | 1
611303 | Europe | USD | EARTH ROD,CU BOND,POINTED | 60.78 | EA | 5
GRC164L | United States | USD | MOLD,CABLE TO GRD ROD,VER | 212.91 | EA | 1
716655 | United States | USD | LUG,CABLE,CU,RKS50/12 | 9.11 | EA | 50
SBGR1182Q | United States | USD | ONE-SHOT,CABLE TO GRD ROD | 12.59 | EA | 6
683420S | United States | USD | ROD,GRD,3/4INX2FT,304SS, | 107.69 | EA | 5
534051HLC02 | United States | USD | FLEXIBAR,ADV,6X80X1MM,HLC | 126.94 | EA | 10
LPC223BST | Asia | USD | POINT,CU,BLUNT BARE,1/2INX 15IN | 29.74 | EA | 1
548602 | Asia | USD | INSULATOR ISO TP 60M16 | 12.72 | EA | 25
XLB961A3 | United States | USD | FILTER,EXOLON,3 IN DIA X | 6.57 | EA | 1
TACY8Y5 | Europe | USD | MOLD TACY8Y5 | 212.91 | EA | 1
EDT215010R | Europe | USD | ENHANCED TYPE 2, 150V, 1 | 127.2 | EA | 1
GTD224Y | United States | USD | MOLD,CABLE TO GRD ROD,VER | 451.38 | EA | 1
534429 | United States | USD | IBSB ADV 120-330-10 | 44.41 | EA | 2
PB13ST3DRH | United States | USD | MOLD,CABLE TO RAIL,HORZ | 208.86 | EA | 1
TACY3Y7 | United States | USD | MOLD,CABLE,HORZ TEE | 212.91 | EA | 1
B101EG | United States | USD | LUG,CU,1/4 X 1 1/2 W/1-11 | 21.75 | EA | 10
LPC664LA18 | United States | USD | CONNECTION,THRU,ROOF,W/PV | 101.73 | EA | 1
PB10PT2G2G | United States | USD | MOLD,CABLE,HORZ THRU | 153.72 | EA | 1
LACS7DE | United States | USD | MOLD,CABLE TO BUS/LUG,HOR | 212.91 | EA | 1
ECRH101T4U | Europe | USD | GROUND ROD,ASSY,KIT,10FT, | 2350.25 | EA | 1
534036GE18 | United States | USD | FLEXIBAR,ADV,10X40X1MM,GE | 308.47 | EA | 10
DQC182G | United States | USD | MOLD,CABLE TO GRD ROD,HOR | 125.39 | EA | 0
CAHCA2GA | United States | USD | MOLD,CABLE TO HORZ STL,HO | 129.72 | EA | 1
534056ABB06 | United States | USD | FLEXIBAR,ADV,6X100X1,ABB, | 372.73 | EA | 1
EL2522A2ES | United States | USD | COUPLER,LENTON STANDARD,# | 67.81 | EA | 1
FSPLBS2S120 | United States | USD | LABEL,SPEC,RATINGS,PQD, | 24.82 | EA | 0
LJCFALY2 | Europe | USD | MOLD LJCFALY2 | 212.91 | EA | 1
EGBC14312NN | United States | USD | BAR,GRD BUS,1/4 X 3 X 12 | 108 | EA | 1
HDTAC9F9FW | United States | USD | MOLD,CABLE,HORZ TEE | 273.39 | EA | 1
LPA619 | United States | USD | ADAPTER,AL,UNIVERSAL THRU | 61.79 | EA | 1
LPC66518 | United States | USD | CONNECTION,THRU,ROOF,W/PV | 190.95 | EA | 1
PQDM3200B208 | United States | USD | PQDM-5-2P-208V, FSPM3200B | 3133.42 | EA | 1
PTC2Q2V | United States | USD | MOLD,CABLE, HORZ THRU PAR | 212.91 | EA | 1
561820 | Asia | USD | METAL SPACER M6 X 70 | 1.98 | EA | 25
RTC532C | United States | USD | MOLD,CABLE TO REBAR,HORZ | 212.91 | EA | 1
PLUSCU2L15 | Asia | USD | CADWELD PLUS CONTROL UNIT NEXT GEN,4.5M | 525.49 | EA | 1
RRH56Y4 | United States | USD | MOLD,CABLE TO REBAR,HORZ | 373.05 | EA | 1
HAA1T1 | United States | USD | MOLD,CABLE TO HORZ STL,HO | 129.72 | EA | 1
CA15 | Asia | USD | 18 | 4.96 | EA | 100
LK7GV | United States | USD | LENTON INTERLOK, HDG, | 87.41 | EA | 1
534436 | United States | USD | IBSB ADV 185-430-10-12 | 75.82 | EA | 2
LK6ES | United States | USD | COUPLER,LENTON INTERLOK,# | 80.09 | EA | 1
PCC2G1L | United States | USD | MOLD,CABLE, HORZ TAP PARA | 212.91 | EA | 1
S90-03-26 | United States | USD | TDS1502BR150A | 241.3 | EA | 56
557630 | United States | USD | BRAID,CU,TINNED,.15MM DIA | 9.14 | MR | 1
GR1181G | United States | USD | ONE-SHOT,CABLE TO GRD ROD | 20.93 | EA | 6
B295X51Z80 | United States | USD | LABEL,ADHESIVE,TYPE 2 | 86.03 | EA | 0
EL20BAC | United States | USD | PROTECTOR,LENTON,BREAK AW | 0.58 | EA | 100
ERICORE095T | United States | USD | DOWNCONDUCTOR,LIGHTNING, | 13723.205 | EA | 1
TAC2G1B | United States | USD | MOLD,CABLE,HORZ TEE | 212.91 | EA | 1
LPC225B | Europe | USD | POINT,CU,BARE,1/2IN X 24 | 51.65 | EA | 1
ERICORE014T | United States | USD | DOWNCONDUCTOR,LIGHTNING, | 3096.88 | EA | 1
LPA241 | Asia | USD | AIR TERM,AL 5/8 X 10 POINTED | 14.97 | EA | 1
GTC16Y8 | United States | USD | MOLD,CABLE TO GRD ROD,VER | 212.91 | EA | 1
HDTAC2Q2Q | United States | USD | MOLD,CABLE,HORZ TEE | 212.91 | EA | 1
PBWT2011 | United States | USD | WELDER ASSY,RAIL,PAIR, | 694.84 | EA | 1
S1V37 | United States | USD | MOLD,HV CABLE SPLICE,HORZ | 429.23 | EA | 1
GMR161T | United States | USD | MOLD,CABLE TO GRD ROD,VER | 250.33 | EA | 1
A109H | United States | USD | CABLE,SAMPLE,3 IN LONG,4/ | 9.36 | EA | 1
HDPTD3A3AW | United States | USD | MOLD,CABLE, HORZ THRU PAR | 491.7 | EA | 1
GTC181L | United States | USD | MOLD,CABLE TO GRD ROD,VER | 212.91 | EA | 1
EL22A22 | United States | USD | COUPLER,LENTON,STANDARD, | 23.37 | EA | 1
TAC2Q9EW | United States | USD | MOLD,CABLE,HORZ TEE | 273.39 | EA | 1
LPC755 | United States | USD | PLATE,CU,GROUND,20AWG, | 613.22 | EA | 1
M4964D | United States | USD | WELDER,ASSY,FRAME,ETN CON | 479.62 | EA | 1
GTP181G | United States | USD | MOLD,CABLE TO GRD ROD,VER | 233.95 | EA | 1
534419 | United States | USD | IBSB ADV 70-830-8-10 | 54.65 | EA | 10
VSCY7 | Europe | USD | MOLD VSCY7 | 212.91 | EA | 1
RBHSB12065M | United States | USD | BASIN,POURING,#18 HORIZ. | 570.44 | EA | 1
EL16D6SP01 | United States | USD | COUPLER,LENTON,TERMINATOR | 44.92 | EA | 1
EL57TC3JQ | United States | USD | COUPLER,LENTON,HALF,C3J, | 142.58 | EA | 1
MCR2LJH | United States | USD | MOLD,CABLE TO BUS/LUG,VER | 289.29 | EA | 1
CAHAAW2M | Europe | USD | MOLD CAHAAW2M | 129.72 | EA | 1
EBGP | United States | USD | GROUNDING,PLATE,BARE,10X | 101.66 | EA | 1
T111 | Europe | USD | TORCH,HEAD,SELF IGNITING | 237.57 | EA | 1
534041STB01 | United States | USD | FLEXIBAR,ADV,8X50X1,STB | 181.88 | EA | 10
ERICOREAD15MM | United States | USD | ADAPTER,CABLE,ERICORE, | 165.87 | EA | 1
GC064 | Asia | USD | CLAMP, GROUND ROD 5/8-3/4 #4 SOL - 2/0 | 26.5 | EA | 1
LC36S2ESD | United States | USD | SLEEVE,S2 SERIES,EPOXY | 271.22 | EA | 1
EL16P14LSSN | United States | USD | COUPLER,LENTON,POSITION | 187.06 | EA | 1
LU43TFT12D | United States | USD | LENTON ULTIMATE,FEMALE, | 62.51 | EA | 1
A929A100 | Europe | USD | WASHER,FLAT,1/2 BRONZE | 2.7 | EA | 1
534019ABB14 | United States | USD | FLEXIBAR,ADV,5X24X1MM,ABB | 177.81 | EA | 1
CALAT1HAA | Europe | USD | MOLD,CABLE TO BUS/LUG,HOR | 207.39 | EA | 1
RBT81011HA | United States | USD | SLEEVE,CADWELD,#8 -1 T- | 104.6 | EA | 1
EL25D14 | United States | USD | ANCHOR,LENTON,TERMINATOR, | 34.6 | EA | 1
90F80 | United States | USD | WELD METAL,CADWELD,F80 | 22.92 | EA | 10
TAC2G2P | United States | USD | MOLD,CABLE,HORZ TEE | 212.91 | EA | 1
HDHSC9C | United States | USD | MOLD,CABLE TO HORZ STL,HO | 212.91 | EA | 1
LL36S1 | United States | USD | LENTON LOCK,S-SERIES, | 117.63 | EA | 1
TDX200C277/480 | United States | USD | SURGE PROTECTOR, TDX200C | 1507.09 | EA | 1
540009 | United States | USD | BRAID,SHUNT,400MM,1100AMP | 103.59 | EA | 0
SBTBB336 | United States | USD | BOND KIT,BOOTLEG,3/16 6 L | 7.3 | EA | 25
GTC162QW | United States | USD | MOLD,CABLE TO GRD ROD,VER | 273.39 | EA | 1
GTC168C | United States | USD | MOLD,CABLE TO GRD ROD,VER | 212.91 | EA | 1
FLXPABB0009 | United States | USD | FLEXIBAR,ADV,10X40X1,ABB, | 315.82 | EA | 1
EL43TS4 | United States | USD | COUPLER,LENTON,STRAIGHT, | 85.26 | EA | 1
DT248020R | United States | USD | TYPE 2, 480V, 2 0 | 145.84 | EA | 1
557680 | United States | USD | BRAID,CU,TINNED,.15MM DIA | 39.8 | MR | 1
CAVST1T | United States | USD | MOLD,CABLE TO VERT STL,45 | 207.39 | EA | 1
684400S | United States | USD | ROD,GRD,SS304,1X10 SECTIO | 582.28 | EA | 0
534022LAM05 | United States | USD | FLEXIBAR,ADV,10X24X1,LAM, | 354.23 | EA | 10
RDC511G | United States | USD | MOLD,CABLE TO REBAR,HORZ | 212.91 | EA | 1
VBC2VV5 | United States | USD | MOLD,CABLE TO VERT STL,VE | 212.91 | EA | 1
B117B | Asia | USD | REPLACED BY B117B50 | 0.13 | EA | 1
BDJHA63 | United States | USD | MOLD,BUS BAR,HORZ SPLICE | 882.44 | EA | 1
CAFCA1V | United States | USD | MOLD,CABLE,TO HORZ C.I.PI | 129.72 | EA | 1
LPA34412 | United States | USD | BASE,TERMINAL,AIR,CAST | 33.79 | EA | 1
GYR312G | United States | USD | MOLD,CABLE TO GRD ROD,VER | 289.29 | EA | 1
534041PHM16 | United States | USD | FLEXIBAR,ADV,8X50X1MM,PHM | 318.02 | EA | 1
534057PSC07 | United States | USD | FLEXIBAR,ADV,8X100X1,PSC | 150.01 | EA | 1
B298E18 | United States | USD | RISER,BOOTLEG,2 3/8DIAX.2 | 23.36 | EA | 1
ECRE202Q10D | United States | USD | GROUND ROD,ASSY,EXTENSION | 2494.43 | EA | 1
PB10LA4MEG | United States | USD | MOLD,CABLE TO BUS/LUG,HOR | 153.72 | EA | 1
VBC1LV4 | United States | USD | MOLD,CABLE TO VERT STL,VE | 212.91 | EA | 1
508035 | Asia | USD | FleXbus Cond., 640 mm?, 7,000 mm | 981.95 | EA | 1
GRT14C1L | United States | USD | MOLD,CABLE TO GRD ROD,VER | 225.58 | EA | 1
C103C | United States | USD | CLAMP,3RD RAIL | 450.32 | EA | 1
EGBA14224EET | Europe | USD | BAR,ASSY,GRD,BUS,1/4 X 2 | 234 | EA | 1
LPC050IN0250.0 | United States | USD | CABLE,CU,SMOOTH WEAVE, | 6713.82 | EA | 1
LK1814TGV | United States | USD | LENTON INTERLOK,HDG, | 474.09 | EA | 1
RBWS1500C | United States | USD | BASIN,POURING,#8 STANDARD | 352.64 | EA | 1
EGGBC14424QQ0A | United States | USD | BUSBAR,GROUND,ASSEMBLY | 90.24 | EA | 1
EGBF14436CC | United States | USD | BUSBAR,GRD,CU,1/4X4X36,CC | 534 | EA | 1
PB10LA1HEH | United States | USD | MOLD,CABLE TO BUS/LUG,HOR | 208.86 | EA | 1
SBM275E1E | United States | USD | STUB,THREADED,14MM DIA X | 3.17 | EA | 1
S1V19M | United States | USD | MOLD,HV CABLE SPLICE,HORZ | 272.9 | EA | 1
XL500F80 | United States | USD | WELD METAL,ALLOY,F80, | 103.8 | EA | 20
PBW13S004030BHD | United States | USD | BOND,JOINT,COMPRS LUG,500 | 119.35 | EA | 1
LPC126 | United States | USD | CABLE,CU,SMOOTH WEAVE, | 3.11 | EA | 0
RHC542Q | United States | USD | MOLD,CABLE TO REBAR,HORZ | 212.91 | EA | 1
508027 | Asia | USD | FleXbus Cond., 545 mm?, 9,000 mm | 1047.01 | EA | 1
A800A09F65 | United States | USD | CABLE,CU,BARE,2/0 CONC,19 | 859.23 | EA | 1
615883GAL01 | United States | USD | ROD,GRD,5/8X8,CU BONDED | 34.37 | EA | 5
RBWS2435LHM | United States | USD | BASIN,POURING,#18 SPECIAL | 515.06 | EA | 1
EL22A2GV | United States | USD | COUPLER,LENTON,STANDARD, | 90.69 | EA | 1
EL12SADCF | United States | USD | COUPLER,LENTON SUBASSY,SA | 18.2 | EA | 1
SSCS62Q | United States | USD | MOLD,CABLE,HORZ SPLICE | 212.91 | EA | 1
FLXPABB0060 | United States | USD | FLEXIBAR,ADV,2X20X1,ABB | 176.856 | EA | 1
SBRT360002468 | United States | USD | TOOL,STRIPPING,6SOLX6, | 278.71 | EA | 1
534020SER07 | United States | USD | FLEXIBAR,ADV,6X24X1MM,SER | 260.09 | EA | 1
508181 | United States | USD | COPPER, FLEXPLATE 100, | 62.34 | EA | 1
534058IPPS01 | United States | USD | FLEXIBAR,ADV,10X100X1,IPP | 249.55 | EA | 1
PHJ2Q2QW | United States | USD | MOLD,CABLE,VERT THRU PARA | 963.08 | EA | 1
EL16P8Q | United States | USD | COUPLER,LENTON,POSITION, | 136.93 | EA | 1
MS/MOVD | United States | USD | QUICK SALE | 1.92 | EA | 0
PTC2G1V | United States | USD | MOLD,CABLE, HORZ THRU PAR | 212.91 | EA | 1
ACC4000E4X | United States | USD | FRAME,ASSY,FC-158-SR | 169.44 | EA | 1
LPS273CTO | United States | USD | ROD,SOLID EXTENSION,SS,5/ | 41.82 | EA | 1
LPC247 | Europe | USD | POINT,CU,5/8IN X 36IN | 172.76 | EA | 1
560620 | United States | USD | DISTANCE HOLDER 55M5 | 2.61 | EA | 100
TGBA12L06P | United States | USD | BAR ASSY,GRD BUS,1/4X2X12 | 102 | EA | 1
C23R1 | United States | USD | C23 SINGLE PACK | 287.15 | EA | 50
558661 | United States | USD | BRAID,SHUNT,INSULATED, | 31.58 | EA | 50
TGBA20L12PT | Europe | USD | GRD BAR ASSY,TELECOM,1/4X | 198 | EA | 1
PB60XA3Q3Q | United States | USD | MOLD,CABLE,HORZ X SAME PL | 325.89 | EA | 1
EPGC1428X8FL | United States | USD | PERIMETER,GRD,90DEG FLAT | 87.15 | EA | 1
VLC2GRH | United States | USD | MOLD,CABLE TO VERT STL,HO | 212.91 | EA | 1
PCC2Q2L | United States | USD | MOLD,CABLE, HORZ TAP PARA | 212.91 | EA | 1
EGBK14420QQT | United States | USD | BUSBAR,GRD,CU,1/4X4X20,QQ | 130.12 | EA | 1
GTT311H | United States | USD | MOLD,CABLE TO GRD ROD,VER | 207.39 | EA | 1
EGBA14410BB | United States | USD | BAR,GRD BUS,1/4 X 4 X 10 | 128 | EA | 1
CAHBA1H | United States | USD | MOLD,CABLE TO HORZ CAST I | 129.72 | EA | 1
PB20TA1L2V | United States | USD | MOLD,CABLE,HORZ TEE | 153.72 | EA | 1
534446 | Asia | USD | IBSB ADV 240-1030-10-12 | 197.93 | EA | 10
T349 | United States | USD | GREASE,LITHIUM | 28.69 | EA | 1
NCF163Q | United States | USD | MOLD,CABLE TO GRD ROD,HOR | 507.28 | EA | 1
RRC532Q | Europe | USD | MOLD RRC532Q | 212.91 | EA | 1
EL20SAECF | United States | USD | COUPLER,LENTON,SA,#6 | 31.48 | EA | 1
HSC2V | United States | USD | MOLD,CABLE TO HORZ STL,HO | 212.91 | EA | 1
GRC169D | United States | USD | MOLD,CABLE TO GRD ROD,VER | 212.91 | EA | 1
TAC2C1K | United States | USD | MOLD,CABLE,HORZ TEE | 212.91 | EA | 1
EL40CIPS | United States | USD | PROTECTOR,THREAD,INTERNAL | 0.49 | EA | 1
534011IR08 | United States | USD | FLEXIBAR,ADV,3X20X1MM,IR | 51.59 | EA | 1
A811C20F20 | United States | USD | STRIP,CU,20GA X 3 IN,20FT | 834.71 | EA | 0
PCC2Q1HW | United States | USD | MOLD,CABLE, HORZ TAP PARA | 253.23 | EA | 1
GYP16005M | United States | USD | MOLD,CABLE TO GRD ROD,VER | 158.37 | EA | 1
568722 | United States | USD | EARTHBAR EBD44AL | 5.05 | EA | 10
ML508 | United States | USD | GROMMET,QUICK-WEDGE,SUPPO | 52.04 | EA | 1
RJC52Y5 | Europe | USD | MOLD RJC52Y5 | 212.91 | EA | 1
LPC221LST | United States | USD | POINT,CU,1/2IN X 10IN | 33.93 | EA | 1
HDTAD4Y4L | United States | USD | MOLD,CABLE,HORZ TEE | 451.38 | EA | 1
SBXSHU2 | United States | USD | BOND,KIT,RAILHEAD,3/16, | 13.22 | EA | 100
CD9SS | United States | USD | CLAMP,CONDUIT,4 W/O BOLT | 15.58 | EA | 60
EDT230040R | Asia | USD | Enhanced Type 2, 300V, 4 0 | 287.05 | EA | 0
A238FC2S18RH | United States | USD | CLAMP,FENCE,4/0 X 18 IN F | 247.36 | EA | 1
EL25C3JQ | United States | USD | COUPLER,LENTON,HALF,C3J, | 60.08 | EA | 1
RBW26811 | United States | USD | SLEEVE,SPEED,#11 | 29.42 | EA | 1
PB53TC3Q3Q | United States | USD | MOLD,CABLE,VERT TEE HORZ | 366.25 | EA | 1
EGBA14416NNT | United States | USD | BAR,GRD BUS,1/4 X 4 X 16, | 226 | EA | 1
534034GE08 | United States | USD | FLEXIBAR,ADV,6X40X1MM,GE, | 189.6 | EA | 10
XLVBC2V | United States | USD | MOLD,CABLE TO VERT STL, | 715.08 | EA | 1
EL57T28P9 | United States | USD | COUPLER,LENTON POSITION,# | 223.29 | EA | 1
B101CAJOL | United States | USD | LUG,CU,.125X1X2.164 W/.33 | 32.34 | EA | 0
VSC2QV2.50 | United States | USD | MOLD,CABLE TO VERT STL,45 | 212.91 | EA | 1
B861C1 | United States | USD | SCREW,TEE HANDLE,SHUNT | 7.92 | EA | 1
SSC3Q1T | United States | USD | MOLD,CABLE,HORZ SPLICE | 212.91 | EA | 1
534510 | Asia | USD | IBS ADV 50-530-10 | 25.1 | EA | 10
534003 | United States | USD | FLEXIBAR,TINNED,ADVANCED, | 137.91 | EA | 4
PQC320480VD | United States | USD | SES320B480D | 5052.23 | EA | 1
LPC610L12 | United States | USD | BASE,AIR TERMINAL ASSEMBL | 41.15 | EA | 1
74503520FP25 | United States | USD | SLEEVE,BULK,CU,FLARED, | 72.42 | EA | 1
558267 | United States | USD | BRAID,SHUNT,INSUL,50MM SQ | 41.46 | EA | 0
534034GE15 | United States | USD | FLEXIBAR,ADV,6X40X1MM,GE, | 210.85 | EA | 10
CASSP2C | United States | USD | MOLD,CABLE,HORZ SPLICE | 233.95 | EA | 1
XAC2G1V | United States | USD | MOLD,CABLE,HORZ X SAME PL | 212.91 | EA | 1
HDPTF4Y3QW | United States | USD | MOLD,CABLE,HORZ PARALLEL | 547.6 | EA | 1
FLXPABB0075 | United States | USD | FLEXIBAR,ADV,8X32X1,ABB | 449.79 | EA | 1
LPA554 | Asia | USD | BASE,STAMPED,AND CAP ASSEMBLY | 11.57 | EA | 0
GYJ223D | United States | USD | MOLD,CABLE TO GRD ROD,VER | 882.44 | EA | 1
LJCFALY4 | Europe | USD | MOLD LJCFALY4 | 212.91 | EA | 1
SBS5838 | Asia | USD | MOULD,WELDER BOND,T6 & T7 | 81.89 | EA | 1
GTCP150Y5 | United States | USD | MOLD,CABLE TO GRD ROD,VER | 212.91 | EA | 1
HVR12CUV8HQ | United States | USD | MOLD,STUD TO VERT STL, | 289.29 | EA | 1
HDTAD9J9F | United States | USD | MOLD,CABLE,HORZ TEE | 451.38 | EA | 1
EL28P24L | United States | USD | COUPLER,POSITION,P24L | 113.96 | EA | 1
SSCT3 | United States | USD | MOLD,CABLE,HORZ SPLICE | 212.91 | EA | 1
RBVC30070F | United States | USD | BASIN,POURING,#11 VERT,SI | 1139.37 | EA | 1
556760 | United States | USD | BRAID,PREFAB,300X23X2MM, | 9.5 | EA | 10
PLUSCU2BAA | Asia | USD | CADWELD PLUS CONTROL UNIT NG REPL AA BAT | 146.79 | EA | 1
534018ABB14 | United States | USD | FLEXIBAR,ADV,4X24X1MM,ABB | 188.1 | EA | 10
534058TMS02 | United States | USD | FLEXIBAR,ADV,10X100X1,TMS | 627.18 | EA | 10
552220 | Asia | USD | ISO MOUNTING KIT 30M8 | 2.08 | EA | 20
EL50TA2 | United States | USD | COUPLER,LENTON,A2,50MM | 94.44 | EA | 1
LPC126RL250 | Europe | USD | CABLE,CU,ROPELAY,28 STR | 10.05 | MT | 76
TAC2L2C | United States | USD | MOLD,CABLE,HORZ TEE | 212.91 | EA | 1
EGBA14224DD | United States | USD | BAR,GRD BUS,1/4 X 2 X 24 | 186 | EA | 1
HDGTC181V | United States | USD | MOLD,CABLE TO GRD ROD,VER | 212.91 | EA | 1
CSP1F600 | Asia | USD | COAX SURGE PROTECTOR,600V,F-TYPE,MF | 130.56 | EA | 0
558235ADV | United States | USD | IBSBADV 100-430-10 E&I | 20.01 | EA | 100
RHH572G | United States | USD | MOLD,CABLE TO REBAR,HORZ | 373.05 | EA | 1
LJCEG1T | United States | USD | MOLD,CABLE TO BUS/LUG,HOR | 212.91 | EA | 1
ML12MMG | United States | USD | COUPLER,QUICK-WEDGE,12MM | 31.18 | EA | 1
PTC2C2C | United States | USD | MOLD,CABLE,HORZ THRU PARA | 212.91 | EA | 1
LPA105500 | United States | USD | CABLE,LTNG,37STR X 4/0AWG | 2.95 | FT | 500
229113 | United States | USD | MOLD, MRR-95-G-NMBS | 40.25 | EA | 1
563201 | Asia | USD | NEUTRAL BAR NB 160A | 34.97 | EA | 120
EGBA14624QQ | United States | USD | BAR,GRD BUS,1/4 X 6 X 24 | 517.25 | EA | 1
PTC2Q9EW | United States | USD | MOLD,CABLE,HORZ THRU PARA | 253.23 | EA | 1
561140 | Asia | USD | BLOCK,SPLICE,250 AMP,LUG | 47.01 | EA | 60
XBM9F9B | United States | USD | MOLD,CABLE,HORZ X LAPPED | 649.88 | EA | 1
B160H | Asia | USD | FRAME,VERT SPLIT,HORZ PIP | 299.87 | EA | 1
T6KBNS | United States | USD | WELDER,ASSY,FRAME | 712.67 | EA | 1
EGBA14224BB | United States | USD | BAR,GRD BUS,1/4 X 2 X 24 | 186 | EA | 1
EL40A12 | United States | USD | COUPLER,LENTON,A12,#40MM | 66.05 | EA | 1
NCR162V | United States | USD | MOLD,CABLE TO GRD ROD,HOR | 289.29 | EA | 1
SBPAJB44 | United States | USD | BOND,PLUG,S5 44 LONG | 13.8 | EA | 50
GTC182G | United States | USD | MOLD,CABLE TO GRD ROD,VER | 212.91 | EA | 1
HDPTD3D3Q | United States | USD | MOLD,CABLE, HORZ THRU PAR | 451.38 | EA | 1
VSC1TV8C | United States | USD | MOLD,CABLE TO VERT STL,45 | 212.91 | EA | 1
GTC221K | United States | USD | MOLD,CABLE TO GRD ROD,VER | 212.91 | EA | 1
SBS5839M | United States | USD | MOLD,BOND,3/16X1 TAB,T6 & | 48.14 | EA | 1
1120400EG | Asia | USD | 112 LOOP HANGER 3/8 UNC; DN100, 4 IN. | 739.08 | EA | 25
PQLA120/2083Y | United States | USD | POWERLOGICS, PRIVATE | 293.93 | EA | 1
RBT91011HB | United States | USD | MATERIAL,FILLER,#9 -1 T | 46.72 | EA | 1
DT148040R | United States | USD | TYPE 1, 480V, 4 0 | 434.35 | EA | 1
PCCY4Y1 | Europe | USD | MOLD PCCY4Y1 | 212.91 | EA | 1
B1331V | United States | USD | SLEEVE,CU,.240 ID X .302 | 0.9 | EA | 25
VSC1H | Europe | USD | MOLD VSC1H | 212.91 | EA | 1
CBSC13 | United States | USD | CU-BONDED STL COND,100M, | 958.39 | EA | 1
615860PWC01 | United States | USD | ROD,GRD,5/8X6,CU BONDED | 18.51 | EA | 100
EGBA14416CA | United States | USD | BAR,GRD BUS,1/4 X 4 X 16 | 194 | EA | 1
RBT121018HB | United States | USD | MATERIAL,FILLER KIT,#12, | 68.88 | EA | 1
GFCY4CDBGNC | Europe | USD | MOLD GFCY4CDBGNC | 212.91 | EA | 1
GBR18R1 | Europe | USD | MOLD GBR18R1 | 289.29 | EA | 1
557400 | Asia | USD | ROUND BRAID RRCB 15-6 | 5.04 | MT | 25
GPECCBJ0181T060 | United States | USD | ELECTRODE,GRD PLATE,1/16X | 346.11 | EA | 1
LPC202LST | United States | USD | POINT,CU,3/8IN X 12IN | 42.7 | EA | 1
B542C272 | United States | USD | BUSBAR,CU,1/4X2X24-1/2IN, | 85.49 | EA | 1
GYR332Q | United States | USD | MOLD,CABLE TO GRD ROD,VER | 289.29 | EA | 1
SBS24884CWPW2 | United States | USD | BOND,JONT HEAD,3/16X9-3/4 | 16.75 | EA | 60
GTC14Y2 | Europe | USD | MOLD GTC14Y2 | 212.91 | EA | 1
PBCY5AM | United States | USD | MOLD,RAIL,PAIR,CBX | 78.65 | EA | 1
RTC522G | United States | USD | MOLD,CABLE TO REBAR,HORZ | 212.91 | EA | 1
554041 | United States | USD | SLEEVE,GLASS,FIBER COATED | 0.14 | EA | 100
SBT370 | United States | USD | STAPLE,GRD,1 3/4X3/8X.144 | 159.39 | EA | 1
EL12A2 | United States | USD | COUPLER,LENTON STANDARD,# | 11.66 | EA | 1
BKEPALPAL | Europe | USD | MOLD BKEPALPAL | 596.26 | EA | 1
PTCY9Y3 | Europe | USD | MOLD PTCY9Y3 | 212.91 | EA | 1
A239HC2S242C4RH | United States | USD | CLAMP,FENCE,4/0FLEX 24LG, | 431.33 | EA | 1
DM5834 | United States | USD | MOLD,TIE DOWN,AIRCRAFT | 20.28 | EA | 0
TAC2G8C | United States | USD | MOLD,CABLE,HORZ TEE | 212.91 | EA | 1
BJCPALPALRH | United States | USD | MOLD,BUS BAR,HORZ TAP | 212.91 | EA | 1
558370 | United States | USD | KIT,CONTACT,HARDWARE,M10X | 1.51 | EA | 100
ECLA70S12LB | United States | USD | LUG,CRIMP,70 SQ.MM | 16.55 | EA | 1
CAT394 | United States | USD | TOOL,ACCESSORY,BRUSH,9-3/ | 218.65 | EA | 0
EBCCAKCAK | United States | USD | MOLD,BUS BAR,HORZ X LAPPE | 212.91 | EA | 1
B141A | Asia | USD | SHIM,CU,.013 X 3 X 1 1/2IN LONG | 2.53 | EA | 50
PB13ST1YLH | United States | USD | MOLD,CABLE TO RAIL,HORZ | 208.86 | EA | 1
NCR372Q | United States | USD | MOLD,CABLE TO GRD ROD,HOR | 289.29 | EA | 1
LPC494 | United States | USD | HOLDER,CU,CABLE,BARE | 34.93 | EA | 1
GRT14A1V | United States | USD | MOLD,CABLE TO GRD ROD,VER | 207.39 | EA | 1
LPS2922F3M | United States | USD | ADAPTER,SS,COUPLING,1/2IN | 28.75 | EA | 1
ECRV081V4U | United States | USD | GROUND ROD,ASSY,KIT,8 FT | 1461.36 | EA | 1
B101BBOL001 | United States | USD | LUG,RAIL,CU,1/4X2,SPECIAL | 55.92 | EA | 10
PGC2G8C | United States | USD | MOLD,CABLE, HORZ THRU PAR | 212.91 | EA | 1
534022 | Asia | USD | FLEX ADV2MTC 10X24X1 | 294.77 | EA | 1
FLXPATC0001 | United States | USD | FLEXIBAR,ADV,2X20X1MM,ATC | 98.6 | EA | 1
RBT6101HA | United States | USD | SLEEVE,CADWELD,#6 T-SERIE | 73.13 | EA | 1
UTB15EX | United States | USD | BARRIER,TRANSIENT,INTRINS | 200.39 | EA | 1
TAC1T8C | United States | USD | MOLD,CABLE,HORZ TEE | 212.91 | EA | 1
LPC204B | United States | USD | POINT,CU,BARE,3/8IN X | 25.59 | EA | 1
GC065TH | Europe | USD | GRD ROD CLAMP 5/8-3/4, 70 | 84.87 | EA | 1
ERICORE160U | United States | USD | DOWNCONDUCTOR,LIGHTNING, | 20990.288 | EA | 1
CA32 | Asia | USD | WELD METAL, ALLOY, F33 CATH | 7.15 | EA | 100
FLXPLAM0085 | United States | USD | FLEXIBAR,ADV,3X9X0.8MM, | 201.22 | EA | 1
GFC149B | United States | USD | MOLD,CABLE TO GRD ROD,HOR | 212.91 | EA | 1
549710 | United States | USD | BUSBAR,10 MM,PLAIN,2M PC | 592.63 | EA | 2
508194 | United States | USD | CLAMP, | 116.95 | EA | 1
S1V28M | United States | USD | MOLD,HV CABLE SPLICE,HORZ | 296.43 | EA | 1
FJ2G600 | United States | USD | JUMPER,SWAGED,2/0CONC 600 | 1099.73 | EA | 1
PTC1T2Q | United States | USD | MOLD,CABLE, HORZ THRU | 212.91 | EA | 1
534423 | Asia | USD | IBSB ADV 100-430-8-10 | 41.62 | EA | 10
XADY9Y6 | United States | USD | MOLD,CABLE,HORZ X SAME PL | 451.38 | EA | 1
ECB14412 | United States | USD | COPPER BAR,1/4X4X12 LG, | 59.8 | EA | 1
PBB103JK002 | United States | USD | LUG,CU,1/2 X 3 X 9 W/2 | 84.06 | EA | 4
B102EEOL | Europe | USD | LUG,CU,1/4 X 1 W/2-9/16 H | 30.41 | EA | 10
561700 | Asia | USD | METAL SPACER M5 X 35 | 1.11 | EA | 25
XLPCF5A4T | United States | USD | MOLD,CABLE, HORZ TAP PARA | 761.69 | EA | 1
FLXPLAM0007 | United States | USD | FLEXIBAR,ADV,2X15.5X0.8MM | 381.38 | EA | 1
B104JK90LT | United States | USD | LUG,CU,1/2 X 3 W/4-9/16 H | 765.73 | EA | 0
TADY0P9 | United States | USD | MOLD,CABLE,HORZ TEE | 451.38 | EA | 1
ELFG12 | United States | USD | LENTON,BAR END GAGE,FIELD | 257.61 | EA | 1
SSC3Q3H | United States | USD | MOLD,CABLE,HORZ SPLICE | 212.91 | EA | 1
PTCY4Y4 | United States | USD | MOLD,CABLE,HORZ THRU | 212.91 | EA | 1
SSCSB | United States | USD | MOLD,CABLE,HORZ SPLICE | 212.91 | EA | 1
RDH581V | United States | USD | MOLD,CABLE TO REBAR,HORZ | 373.05 | EA | 1
LJCEE1V | United States | USD | MOLD,CABLE TO BUS/LUG,HOR | 212.91 | EA | 1
HDTAC3A2Q | United States | USD | MOLD,CABLE,HORZ TEE | 212.91 | EA | 1
508150 | Asia | USD | FleXbus Foam Barrier FBS, 2.1 L Max Vol. | 112.3 | EA | 6
G1442 | United States | USD | GAUGE ASSY,DEPTH,SBG144A/ | 75.58 | EA | 1
RBW313NT | United States | USD | FRAME,VARIABLE ANGLED,SID | 265.88 | EA | 1
PTC2Q1L | United States | USD | MOLD,CABLE,HORZ THRU PARA | 212.91 | EA | 1
554343 | Asia | USD | CPI 50-150-12 | 20.73 | EA | 1
CONSADE25 | Asia | USD | SADDLE,CONDUCTIVE,E2 36MMOD | 5.71 | EA | 0
549506 | United States | USD | KIT,SUPPORT,BUSBAR,CABS | 34.77 | EA | 1
GTC163AW | United States | USD | MOLD,CABLE TO GRD ROD,VER | 273.39 | EA | 1
FLXPABB0001 | United States | USD | FLEXIBAR,ADV,5X100X1,ABB, | 151.91 | EA | 1
815780WS01 | United States | USD | ROD,GRD,GALV,POINTED,5/8 | 23.11 | EA | 100
TAC4L3A | United States | USD | MOLD,CABLE,HORZ TEE | 212.91 | EA | 1
SSC2V2L | United States | USD | MOLD,CABLE,HORZ SPLICE | 212.91 | EA | 1
GQR181V | United States | USD | MOLD,CABLE TO GRD ROD,VER | 289.29 | EA | 1
LPC205 | Asia | USD | POINT,CU,3/8IN X 24IN NICKEL PLATED | 66.56 | EA | 1
LPC321L12 | Europe | USD | BASE,CU,PNT,1/2 THRD,STR | 55.24 | EA | 1
ERICORE070U | United States | USD | DOWNCONDUCTOR,LIGHTNING | 9985.68 | EA | 1
ELCP32F | United States | USD | PROTECTOR,LENTON COUPLER, | 1.1 | EA | 25
PGCT2T2 | United States | USD | MOLD,CABLE,HORZ THRU PARA | 212.91 | EA | 1
519727 | United States | USD | BRAID,STAINLESS, | 16.67 | EA | 1
A801A04F | United States | USD | CABLE,BARE,250KCM CL G,CU | 9.23 | FT | 1
GTC189J | United States | USD | MOLD,CABLE TO GRD ROD,VER | 212.91 | EA | 1
LPC278L38 | United States | USD | BALL,CU,SAFETY,3/8IN,TINN | 45.81 | EA | 1
VSC9LV5 | United States | USD | MOLD,CABLE TO VERT STL,45 | 212.91 | EA | 1
534014IR01 | United States | USD | FLEXIBAR,ADV,6X20X1MM,IR, | 266.06 | EA | 10
SSC2Q8D | United States | USD | MOLD,CABLE,HORZ SPLICE | 212.91 | EA | 1
TAC2L8C | United States | USD | MOLD,CABLE,HORZ TEE | 212.91 | EA | 1
550250 | Asia | USD | BUSBAR CONNECTOR XM5 | 0.72 | EA | 100
TSF6A24V | Asia | USD | FILTER, SURGE, 1PH, 24VAC, 6A | 326.1 | EA | 0
XLTAC2Q1L | United States | USD | MOLD,CABLE,HORZ TEE | 252.73 | EA | 1
XBQ2G2C | United States | USD | MOLD,CABLE,HORZ X LAPPED, | 406.5 | EA | 1
RBT1418101B | United States | USD | MATERIAL,FILLER,#14/#18 T | 76.15 | EA | 1
EL12SAQ | United States | USD | COUPLER,LENTON,SA,#4, | 19.02 | EA | 1
550600 | United States | USD | BUSBAR,CU,20X5X4000MM | 234.59 | EA | 10
EGBA14148NN | United States | USD | BAR,GRD BUS,1/4 X 1 X 48 | 267 | EA | 1
EPGC142144 | United States | USD | PERIMETER,GRD,STRAIGHT, | 498.76 | EA | 1
LPA513 | Europe | USD | SPLICE,AL,CABLE,STRAIGHT | 22.76 | EA | 1
554280 | United States | USD | BRAID,EARTH,SS,16MM2,CPI | 16.5 | EA | 10
DT148010R | United States | USD | TYPE 1, 480V, 1 0 | 117.82 | EA | 1
TACY0Y6 | Europe | USD | MOLD TACY0Y6 | 212.91 | EA | 1
LJC2G006 | United States | USD | MOLD,CABLE TO BUS/LUG, | 212.91 | EA | 1
CAVTCY1V5C | Europe | USD | MOLD CAVTCY1V5C | 212.91 | EA | 1
65PLUSF20 | United States | USD | CADWELD PLUS,#65,F20 | 12.72 | EA | 20
FLXPLAM0077 | United States | USD | FLEXIBAR,ADV,2X15.5X0.8 | 379.3 | EA | 1
LPC34912 | United States | USD | BASE,CU,POINT,1/2X3X7-3/4 | 166.17 | EA | 1
HDXBV3Q3AW | United States | USD | MOLD,CABLE,HORZ X LAPPED | 1015.7 | EA | 1
FLXPABB0006 | United States | USD | FLEXIBAR,ADV,5X100X1,ABB, | 163.23 | EA | 1
RBF290 | United States | USD | MATERIAL,FILLER,REBAR FER | 115.58 | EA | 1
B540A649A | United States | USD | BUSBAR,COVER,1/4X6X26 PLE | 63.77 | EA | 1
B32130 | Asia | USD | IGNITOR, FLINT, EXTENSION | 251.45 | EA | 1
683412 | United States | USD | ROD,GROUND,SS,3/4 X 12 FT | 310.88 | EA | 5
LPC404CTO | United States | USD | CABLE,CU,CONCENTRIC,19 | 16.84 | EA | 1
ELFG22CA | United States | USD | LENTON,BAR END GAGE,FIELD | 154.53 | EA | 1
GRB1006 | United States | USD | BUSBAR,ASSY,1/4 X 2 X 6 | 20.78 | EA | 200
ERICORE061T | United States | USD | DOWNCONDUCTOR,LIGHTNING, | 9262.78 | EA | 1
RHH56Y2 | United States | USD | MOLD,CABLE TO REBAR,HORZ | 373.05 | EA | 1
B540A903 | United States | USD | BUSBAR,GRD,CU,1/4X6X36 IN | 287.27 | EA | 1
PTC2L2C | United States | USD | MOLD,CABLE,HORZ THRU | 212.91 | EA | 1
VSC2QV8C | United States | USD | MOLD,CABLE TO VERT STL,45 | 212.91 | EA | 1
CAVST1KB | United States | USD | MOLD,CABLE TO VERT STL,45 | 207.39 | EA | 1
GPECEEK0241T024 | United States | USD | ELECTRODE,GRD PLATE,1/4 X | 1030.13 | EA | 1
PB80PG002M | United States | USD | MOLD,CABLE,HORZ THRU PARA | 697.55 | EA | 1
553110 | Asia | USD | BUSBAR CLAMP HCBC 100 ZB | 103.77 | EA | 1
LC32B12D | United States | USD | SLEEVE,B12 SERIES,32MM, | 194.43 | EA | 1
TAC2GS1 | United States | USD | MOLD,CABLE,HORZ TEE | 212.91 | EA | 1
NCR312G | United States | USD | MOLD,CABLE TO GRD ROD,HOR | 289.29 | EA | 1
EL3622P9 | United States | USD | COUPLER,LENTON,POSITION | 120.48 | EA | 1
LPC152 | United States | USD | CABLE,CU,MINI SMOOTH | 10.64 | EA | 0
534048DSN08 | United States | USD | FLEXIBAR,ADV,10X63X1,DSN, | 139.8 | EA | 1
TAC2Q4L | United States | USD | MOLD,CABLE,HORZ TEE | 212.91 | EA | 1
PTCY9Y3 | United States | USD | MOLD,CABLE, HORZ THRU PAR | 212.91 | EA | 1
LPC228BST | United States | USD | POINT,CU,BLUNT BARE,1/2IN | 87.56 | EA | 1
FLXPSHL0013 | United States | USD | FLEXIBAR,ADV,5X20X1MM,SHL | 85.097 | EA | 1
B30112 | United States | USD | MOLD, COVER, GRAPHITE | 35.89 | EA | 0
A930W005 | United States | USD | ANCHOR,EXPANSION SHIELD,1 | 3.29 | EA | 1
SB41HA001 | United States | USD | MOLD,CABLE TO HORZ STL,HO | 80.41 | EA | 1
B250P4 | United States | USD | MOLD,BLANK,400500 F PRICE | 512.17 | EA | 1
LPC241B | United States | USD | POINT,CU,BARE,5/8IN X | 37.4 | EA | 1
PTC2C2CW | United States | USD | MOLD,CABLE, HORZ THRU PAR | 253.23 | EA | 1
CAGRP181V | United States | USD | MOLD,CABLE TO GRD ROD,VER | 233.95 | EA | 1
LAC1KCE | United States | USD | MOLD,CABLE TO BUS/LUG,HOR | 212.91 | EA | 1
VNC2GLH1.25 | United States | USD | MOLD,CABLE TO VERT STL,HO | 212.91 | EA | 1
CSP1BNC90 | United States | USD | COAXIAL SURGE PROTECTOR, | 126.51 | EA | 1
GRC161V | United States | USD | MOLD,CABLE TO GRD ROD,VER | 212.91 | EA | 1
EL25SAQ | United States | USD | COUPLER,LENTON,SA,#8, | 47.74 | EA | 1
PTC1T1D | United States | USD | MOLD,CABLE,HORZ THRU PARA | 212.91 | EA | 1
PB13GY161H | United States | USD | MOLD,CABLE TO GRD ROD,VER | 208.86 | EA | 1
563940 | Asia | USD | TD 80-100ALL 14 TER | 59.81 | EA | 50
B123CE03 | United States | USD | LUG,CU,1/8 X 1 W/2-7/16 H | 13.3 | EA | 20
PTC2G9D | United States | USD | MOLD,CABLE, HORZ THRU PAR | 212.91 | EA | 1
ERICORE250U | United States | USD | DOWNCONDUCTOR,LIGHTNING | 32797.332 | EA | 1
FLXPLAM0096 | Asia | USD | 718-A57277-001 | 290.85 | EA | 1
534019AME07 | United States | USD | FLEXIBAR,ADV,5X24X1,AME | 46.49 | EA | 1
611360SG01 | United States | USD | GROUND ROD,COPPERBONDED,1 | 16.09 | EA | 5
SBA148100 | United States | USD | CLIP,CONCRETE TIE,A=9.25, | 54.61 | EA | 1
GTCP160Y3 | Europe | USD | MOLD GTCP160Y3 | 212.91 | EA | 1
UTB15SP | United States | USD | PROTECTOR,SURGE,UTB,1PAIR | 146.64 | EA | 1
HSC1L | United States | USD | MOLD,CABLE TO HORZ STL, | 212.91 | EA | 1
178520 | Asia | USD | CADDY 4H24CT BEAM CLIP (METAL CT) | 410.4 | EA | 100
XBQ2Q2QW | United States | USD | MOLD,CABLE,HORZ X LAPPED | 487.14 | EA | 1
GRC222C | United States | USD | MOLD,CABLE TO GRD ROD,VER | 212.91 | EA | 1
RTC512L | United States | USD | MOLD,CABLE TO REBAR,HORZ | 212.91 | EA | 1
554278 | Asia | USD | CPI 16-200-8 | 15.02 | EA | 1
534051HLC03 | United States | USD | FLEXIBAR,ADV,6X80X1MM,HLC | 144.83 | EA | 10
XBQ9T9T | United States | USD | MOLD,CABLE,HORZ X LAPPED | 406.5 | EA | 1
A810A19F | United States | USD | CABLE,CU,INSUL,500MCM | 44.97 | EA | 0
534027VRT07 | United States | USD | FLEXIBAR,ADV,6X32X1,VRT | 79.9 | EA | 25
LJC1G006 | United States | USD | MOLD,CABLE TO BUS/LUG,HOR | 212.91 | EA | 1
PTCY4Y1 | United States | USD | MOLD,CABLE,HORZ THRU PARA | 212.91 | EA | 1
LJCFALY3 | Europe | USD | MOLD LJCFALY3 | 212.91 | EA | 1
RJC531T | United States | USD | MOLD,CABLE TO REBAR,VERT | 212.91 | EA | 1
RBT78101 | United States | USD | SPLICE,KIT,#7/#8 CADWELD | 175.85 | EA | 1
EL28P8ES | United States | USD | COUPLER,LENTON,POSITION, | 173.75 | EA | 1
HAH9D350C | United States | USD | MOLD,CABLE TO HORZ STL,HO | 373.05 | EA | 1
PLUSCU2RLD6 | Asia | USD | CADWELD PLUS NEXT GEN REPL LEADS,1.8M | 70.76 | EA | 1
534058TMS08 | United States | USD | FLEXIBAR,ADV,10X100X1,TMS | 657.12 | EA | 10
CWP2JU | Asia | USD | CLAMP,BRZ,1-1/4IN-2IN WATER PIPE,#10 SOL | 21.89 | EA | 1
BXBTL001 | United States | USD | BOTTLE,PLASTIC,2 OZ W/SPR | 0.14 | EA | 0
LKFJG3Q | United States | USD | MOLD,CABLE TO BUS/LUG,VER | 507.28 | EA | 1
RTB50N | Europe | USD | RAIL TRANSIENT BARRIER, 5 | 144.38 | EA | 1
XBM2Q2QW | United States | USD | MOLD,CABLE,HORZ X LAPPED | 730.52 | EA | 1
ZZQUOTE_ERT | United States | USD | MISC ITEM FEP PROD LINE | 99999.99 | EA | 0
LPA609 | United States | USD | POINT,AL,CONCEALED,5/8IN | 71.04 | EA | 1
508060 | Asia | USD | FleXbus Cond., 1,810 mm?, 2,000 mm | 1003.5 | EA | 1
LPC242BST | United States | USD | POINT,CU,BLUNT BARE,5/8IN | 38.85 | EA | 1
S429F1N12 | United States | USD | SLEEVE,CU,FLARED,4 RLAY | 1.79 | EA | 25
RRC52Y4 | United States | USD | MOLD,CABLE TO REBAR,HORZ | 212.91 | EA | 1
563622 | United States | USD | BRAID,SHUNT,INSULATED, | 12.04 | EA | 10
XB3Y5Y5 | Europe | USD | MOLD XB3Y5Y5 | 466.79 | EA | 1
GYR162V | Europe | USD | MOLD GYR162V | 289.29 | EA | 1
635850GAL01 | United States | USD | ROD,GRD,5/8X5,SEC,CU BOND | 28.08 | EA | 5
EL25P9JQ | United States | USD | COUPLER,LENTON POSITION, | 163.16 | EA | 1
550390 | United States | USD | BUSBAR,PUNCH,1,75 M DPCB | 2155.71 | EA | 2
PTC1T1T | United States | USD | MOLD,CABLE, HORZ THRU PAR | 212.91 | EA | 1
GUYKIT7M/GRIP | Asia | USD | GUYKIT 7M V.HEIGHT WITH W.R.GRIPS | 1319.46 | EA | 1
EGBA14206SST | United States | USD | BUSBAR,GRD,CU,1/4X2X6,SS | 53.23 | EA | 1
GRB0220 | United States | USD | BUSBAR,ASSY,1/4X2X20IN,CU | 82.4 | EA | 50
RRA571V | United States | USD | MOLD,CABLE TO REBAR,HORZ | 129.72 | EA | 1
PB71LS3S001 | United States | USD | MOLD,CABLE TO BUS/LUG,HOR | 516.29 | EA | 1
SBGR1182C | United States | USD | ONE-SHOT,CABLE TO GRD ROD | 23.07 | EA | 6
A811A26F500 | United States | USD | STOCK,BAR,CU,26GA X 2 IN | 1383.45 | EA | 1
PTC9C9C | United States | USD | MOLD,CABLE, HORZ THRU PAR | 212.91 | EA | 1
PCC2V2V | United States | USD | MOLD,CABLE, HORZ TAP PARA | 212.91 | EA | 1
EGBA14430NN | United States | USD | BAR,GRD BUS,1/4 X 4 X 30 | 348 | EA | 1
B2732 | United States | USD | GUARD,BELT,RAIL GRINDER | 22.97 | EA | 0
VBC1L | United States | USD | MOLD,CABLE TO VERT STL,VE | 212.91 | EA | 1
T378L | United States | USD | GLOVES,LEATHER,1 PR | 13.74 | EA | 1
534048RW27 | United States | USD | FLEXIBAR,ADV,10X63X1MM,RW | 292.6 | EA | 10
XLPPF373S | United States | USD | MOLD,CABLE, HORZ ELL | 602.4 | EA | 1
VBC2CV8C | United States | USD | MOLD,CABLE TO VERT STL,VE | 212.91 | EA | 1
557260IR08 | United States | USD | BRAID,CU,TINNED,25MM2,M10 | 34.7 | EA | 1
VBC1TV1.50 | United States | USD | MOLD,CABLE TO VERT STL,VE | 212.91 | EA | 1
VFRY6 | United States | USD | MOLD,CABLE TO VERT STL,VE | 289.29 | EA | 1
PQDM1100Y277 | United States | USD | PQDM-2-3Y-277/480V, | 1210.68 | EA | 1
HDTAC2V2Q | United States | USD | MOLD,CABLE,HORZ TEE | 212.91 | EA | 1
EDT275020R | United States | USD | ENHANCED TYPE 2, 750V, 20 | 170.01 | EA | 1
PBWY4001LH | Asia | USD | MOULD,ST,70MM2 BOND,50-70KG RAIL,LH | 91.49 | EA | 1
CDMV0112 | United States | USD | MOLD,GRAPHITE,MULTI,VERT | 213.29 | EA | 1
TAC4L2L | United States | USD | MOLD,CABLE,HORZ TEE | 212.91 | EA | 1
XB4Y8Y8 | United States | USD | MOLD,CABLE,HORZ X LAPPED | 761.69 | EA | 1
B1883QA | United States | USD | SOCKET,CROWN | 80.64 | EA | 0
LPC671 | Asia | USD | STRAP,CU,CABLE TO PIPE HOLDER FOR 1-1/2 | 96.22 | EA | 1
ZZERITECHGRNDNG | United States | USD | ERITECH GM&A,MISC. | 99999.99 | EA | 0
561142 | United States | USD | BLOCK,SPLICE,350AMP,LUG, | 46.95 | EA | 1
PB99XB2Q2Q | United States | USD | MOLD,CABLE,HORZ X LAPPED | 469.21 | EA | 1
B540A516 | United States | USD | BUSBAR,ASSY,FAA,1/4X4X12 | 376.16 | EA | 0
XBVSJSJ | United States | USD | MOLD,CABLE,HORZ X LAPPED | 935.06 | EA | 1
B2618B | United States | USD | REEL,ASSY,STATIC GRD,.09 | 747.78 | EA | 1
GTC181K | United States | USD | MOLD,CABLE TO GRD ROD,VER | 212.91 | EA | 1
FLXPABB0003 | United States | USD | FLEXIBAR,ADV,5X100X1,ABB, | 191.32 | EA | 1
K218R | United States | USD | MOLD,KIT,GN STYLE,REPLACE | 395.78 | EA | 1
LPC309L12 | United States | USD | BASE,CU,POINT,1/2 THRD | 63.7 | EA | 1
FLXPABB0030 | United States | USD | FLEXIBAR,ADV,4X80X1,ABB | 247.72 | EA | 1
KSF70 | Europe | USD | SPLICE,COMPRESSION,STRAIG | 13.13 | EA | 1
B123EG03 | United States | USD | LUG,CU,1/4 X 1 1/2 W/2-7/ | 25.46 | EA | 1
ERICORE/UTKIT/B | United States | USD | TERMINATION KIT, UPPER, | 1040.19 | EA | 1
549350 | Asia | USD | CABS 2/10 TN MODULE | 58.23 | EA | 1
PBC1S59B | United States | USD | BOND,RAIL C,2/0 COMPOSITE | 21.77 | EA | 1
MBA83 | United States | USD | MOLD,BLANK,4565 C PRICE | 129.13 | EA | 1
635860HENG | United States | USD | GROUND ROD, 5/8IN X 6 FT | 32.91 | EA | 5
561140 | United States | USD | BLOCK,SPLICE,250 AMP,LUG, | 47.01 | EA | 1
VBC1T | United States | USD | MOLD,CABLE TO VERT STL,VE | 212.91 | EA | 1
DT230030R | Europe | USD | DIVERTER,TYPE 2, 300V, 30 | 229.14 | EA | 1
B122CE | United States | USD | LUG,CU,1/8 X 1 W/2-9/16 H | 11.79 | EA | 20
1500PLUSF20 | United States | USD | CADWELD PLUS,WELD METAL, | 223.49 | EA | 5
285033L3 | United States | USD | KIT,FLEXIBBAR,LAM | 651.328 | EA | 1
545695 | United States | USD | BUSBAR,HYDRAULIC,CUTTER, | 501.7 | EA | 1
SSC2Q2G | United States | USD | MOLD,CABLE,HORZ SPLICE | 212.91 | EA | 1
GTC168D | United States | USD | MOLD,CABLE TO GRD ROD,VER | 212.91 | EA | 1
TAC3A9C | United States | USD | MOLD,CABLE,HORZ TEE | 212.91 | EA | 1
RBT1011101HB | United States | USD | MATERIAL,FILLER,#10/#11 H | 54.73 | EA | 1
EGBA14412BDT2LK | United States | USD | BUSBAR,GRD,CU,1/4X4X12,BD | 270.2 | EA | 1
GTC222G | United States | USD | MOLD,CABLE TO GRD ROD,VER | 212.91 | EA | 1
T416C | Asia | USD | ENCLOSURE,INSPECTION,W/COVER | 184.94 | EA | 1
A2412J | United States | USD | SLEEVE,COMPRESSION LUG, | 3.92 | EA | 100
569202 | Asia | USD | DISTRIB. BLOCK UDF6C500AL | 59.17 | EA | 240
ERICORE041T | United States | USD | DOWNCONDUCTOR,LIGHTNING, | 6638.98 | EA | 1
SBS8LINSORG | United States | USD | BOND STRAND,INSUL,S8,3/16 | 2.5 | EA | 500
EGBA14418NN | United States | USD | BAR,GRD BUS,1/4 X 4 X 18, | 216 | EA | 1
PK2092AEP | United States | USD | KIT,2/0 INS CABLE 10FT | 140.95 | EA | 1
WT2SC5001.0 | United States | USD | RECEPTOR ASSY, SIDE, | 101.22 | EA | 1
611340 | United States | USD | ROD,GRD,1/2X4,CU BONDED | 20.23 | EA | 5
VSC9FV3 | United States | USD | MOLD,CABLE TO VERT STL,45 | 212.91 | EA | 1
TWR104A4 | United States | USD | MOLD,BUS BAR,HORZ BUTTON | 289.29 | EA | 1
B522D | United States | USD | CLAMP,ASSY,2 IN NOMINAL P | 58.14 | EA | 1
PGP1T1T | United States | USD | MOLD,CABLE, HORZ THRU PAR | 233.95 | EA | 1
RCPY4M | United States | USD | MOLD,CABLE TO REBAR,VERT | 234 | EA | 1
HDVSCY6 | United States | USD | MOLD,CABLE TO VERT STL,45 | 212.91 | EA | 1
554409B | United States | USD | BRAID,SS,LUG,50MM2,BULK | 83.67 | EA | 50
534026PDI29 | United States | USD | FLEXIBAR,ADV,5X32X1MM,PDI | 213.5 | EA | 10
EGBA14324LL | United States | USD | BAR,GRD,,BUS,1/4X3X24 LG, | 234 | EA | 1
A929D003 | United States | USD | WASHER,STAR,5/16 STAINLES | 0.02 | EA | 0
LPC137250 | United States | USD | CABLE,CU,CONCENTRIC,37 | 11.61 | FT | 250
551190 | Asia | USD | BUSBAR SUP FBSS 32X5 | 76.75 | EA | 1
A239KD2S242Q4LH | United States | USD | CLAMP,ASSY,FENCE & GATE | 641.22 | EA | 1
B102EFOL | United States | USD | LUG,CU,1/4 X 1 1/4 W/2-9/ | 31.17 | EA | 10
S4292J16 | United States | USD | SLEEVE,CU,2/0 RLAY | 0.66 | EA | 0
B1642Q | Asia | USD | PLATE,GRD,4 HOLE NEMA,4/0 | 79.41 | EA | 1
ECRV102Q4U | United States | USD | GROUND ROD,ASSY,KIT,10 FT | 1502.04 | EA | 1
559151 | United States | USD | TOOL,FLEXIBAR,CUTTING | 5605.9 | EA | 1
EL22SA | United States | USD | COUPLER,LENTON,SA,#7 | 20.36 | EA | 1
T401PLUS | United States | USD | TOOL,BOX,CADWELD MULTI | 234.66 | EA | 1
B544A536 | United States | USD | BUSBAR,ASSY,C11000 CU | 95.65 | EA | 1
534417 | Asia | USD | IBSB ADV 70-530-8-10 | 37.1 | EA | 10
MTKS540 | United States | USD | MAT,GRD,4 FT X 6 FT,#6 30 | 442.3 | EA | 1
553250 | Asia | USD | BUSBAR CLAMP BC 80 ZB | 57.8 | EA | 4
549000 | United States | USD | BUSBAR,5 MM,THD,M6,15X5, | 193.36 | EA | 4
GTC181V | United States | USD | MOLD,CABLE TO GRD ROD,VER | 212.91 | EA | 1
611340 | Europe | USD | EARTH ROD,CU BOND,POINTED | 20.23 | EA | 5
EGBA14312MMT | United States | USD | BAR,GRD BUS,1/4 X 3 X 12 | 150 | EA | 1
NCR161G | United States | USD | MOLD,CABLE TO GRD ROD,HOR | 289.29 | EA | 1
RTB30S3 | United States | USD | BARRIER,TRANSIENT,RAIL,UN | 178.73 | EA | 1
SBS17INSUL | United States | USD | BOND STRAND,INSUL,S17 | 4.9 | EA | 1000
PB13ST2Q175CRLH | United States | USD | MOLD,CABLE TO RAIL,HORZ T | 208.86 | EA | 1
PB13STY4LH | United States | USD | MOLD,CABLE TO RAIL,HORZ | 208.86 | EA | 1
BWCCAJ | Europe | USD | MOLD BWCCAJ | 212.91 | EA | 1
47858630AEP | United States | USD | ROD,GRD,5/8,CU PLATED,15 | 99.4 | EA | 1
LPP692 | United States | USD | REBAR,BONDING,ASSY,C126 | 127.99 | EA | 1
534060ABB05 | United States | USD | FLEXIBAR,ADV,10X120X1,ABB | 716.6 | EA | 1
VSC2QV6W | United States | USD | MOLD,CABLE TO VERT STL,45 | 233.07 | EA | 1
HCA1V2 | United States | USD | MOLD,CABLE TO HORZ STL,HO | 129.72 | EA | 1
S1V42M | United States | USD | MOLD,HV CABLE SPLICE,HORZ | 203.68 | EA | 1
549430 | Asia | USD | ADDIT. KIT CABS FIXING | 16.7 | EA | 1
LJCEALY8 | United States | USD | MOLD,CABLE TO BUS/LUG,HOR | 212.91 | EA | 1
ERICORE035T | United States | USD | DOWNCONDUCTOR,LIGHTNING, | 5851.85 | EA | 1
S1V46 | United States | USD | MOLD,HV CABLE SPLICE,HORZ | 470.32 | EA | 1
CATVF | United States | USD | DIVERTER,SURGE,F-TYPE COA | 151.95 | EA | 1
EL36A2WICP | United States | USD | COUPLER,LENTON,#11 WITH I | 46.32 | EA | 1
EL57T43TA2ES | United States | USD | COUPLER,LENTON STANDARD,# | 187.36 | EA | 1
LPC305L58V | Asia | USD | BASE,CU,HORZ MOUNT,5/8 IN POINT,TINNED | 67.03 | EA | 0
SBXST6D | United States | USD | WELDER,HEAD BOND,3/16X9 3 | 380.41 | EA | 1
CA65PLUSXF19 | Europe | USD | CADWELD PLUS,#65,XF19, | 16.99 | EA | 20
PTCY8Y6 | United States | USD | MOLD,CABLE,HORZ THRU PARA | 212.91 | EA | 1
LPC751 | United States | USD | PLATE,CU,GROUND,20AWG, | 318.58 | EA | 1
LPA674 | Europe | USD | STRAP,AL,CABLE TO PIPE | 54.66 | EA | 1
PB10SS3B3D001 | United States | USD | MOLD,CABLE,HORZ SPLICE | 153.72 | EA | 1
CAFCA1L10 | United States | USD | MOLD,CABLE,TO HORZ C.I.PI | 129.72 | EA | 1
503220ISC01 | United States | USD | BRAID,CU,TIN,4IN WIDE,42 | 490.26 | EA | 1
RTH582G | Europe | USD | MOLD RTH582G | 373.05 | EA | 1
CAHBA1G14 | United States | USD | MOLD,CABLE TO HORZ CAST I | 129.72 | EA | 1
EGBC14212HHT | United States | USD | BAR ASSY,GRD BUS,1/4X2X12 | 147.34 | EA | 1
534041PHM11 | United States | USD | FLEXIBAR,ADV,8X50X1MM,PHM | 204.49 | EA | 1
P106F20ETN | United States | USD | WELD METAL, CADWELD, F20 | 71.09 | EA | 1
LPA234ST | United States | USD | POINT,AL,5/8X18IN,1/2THR | 8.74 | EA | 1
BMCFALFAL | United States | USD | MOLD,BUS BAR,HORZ TEE | 212.91 | EA | 1
BRAIDDRAWING | United States | USD | MAKE TO DRAWING | 1507 | EA | 0
EGBA14408BB | United States | USD | BAR,GRD BUS,1/4 X 4 X 08 | 106 | EA | 1
B242JKBLK | United States | USD | LUG,CU,1/2 X 3 X 3,2 9/16 | 67.32 | EA | 0
LACY4CAL | United States | USD | MOLD,CABLE TO BUS/LUG,HOR | 212.91 | EA | 1
635883HA01UL | United States | USD | ROD,GRD,5/8X8,CU CLAD,13 | 44.54 | EA | 5
ETSP330170 | Europe | USD | SIGNAL,BLOCK,PROTECTOR,30 | 60.86 | EA | 1
SBCS0810 | United States | USD | CLAMP ASSY, BEAM | 18.38 | EA | 25
25F76 | United States | USD | WELD METAL,CADWELD,F76 | 4.79 | EA | 0
PB20TA2Q1H | United States | USD | MOLD,CABLE,HORZ TEE | 153.72 | EA | 1
EL3625A2MG | United States | USD | COUPLER,LENTON STANDARD,# | 98.28 | EA | 1
558652 | United States | USD | BRAID,SHUNT,INSULATED,IBS | 21.24 | EA | 10
HDXBV2V2V | United States | USD | MOLD,CABLE,HORZ X LAPPED | 935.06 | EA | 1
VTC1H4 | United States | USD | MOLD,CABLE TO VERT STL,HO | 212.91 | EA | 1
EL16D6SS | United States | USD | COUPLER,LENTON TERMINATOR | 59.99 | EA | 1
RRH56Y5 | United States | USD | MOLD,CABLE TO REBAR,HORZ | 373.05 | EA | 1
EL36A2EG | United States | USD | COUPLER,LENTON,A2,#11.STD | 75.85 | EA | 1
LPC120L | United States | USD | CABLE,CU,SMOOTH WEAVE,29 | 4.1 | EA | 0
TAC2Q1VL | United States | USD | MOLD,CABLE,HORZ TEE | 212.91 | EA | 1
ECRE202Q4U | United States | USD | GROUND ROD,ASSY,KIT,EXTEN | 2032.31 | EA | 1
HDGTC162GW | United States | USD | MOLD,CABLE TO GRD ROD,VER | 273.39 | EA | 1
EL12CFFPW | United States | USD | LENTON,FORM SAVER,PLASTIC | 3.08 | EA | 25
534008SC02 | United States | USD | FLEXIBAR,ADV,6X15.5X0.8MM | 37.73 | EA | 1
PB80DS3SGM001M | United States | USD | MOLD,CABLE TO UC LUG,HORZ | 697.55 | EA | 1
EGBA14618NN | United States | USD | BAR,GRD BUS,1/4 X 6 X 18 | 309.53 | EA | 0
K222 | United States | USD | MOLD,KIT,GN STYLE,#6 SOL | 852.46 | EA | 1
534514 | Asia | USD | IBS ADV 120-330-10 | 67.85 | EA | 2
LPA55158 | United States | USD | LUG,AL,CAST,BONDING,5/8IN | 12.74 | EA | 1
615800PPI01 | United States | USD | ROD,GRD,5/8X10,CU CLAD,10 | 181.1 | EA | 5
A928D023 | United States | USD | NUT,STEEL,HEX,4-8 UNC-2H | 138.91 | EA | 1
534048RW26 | United States | USD | FLEXIBAR,ADV,10X63X1MM,RW | 275.99 | EA | 10
CAFCA1V16 | United States | USD | MOLD,CABLE,WELDERS FOR FO | 129.72 | EA | 1
TAC2Q9FW | United States | USD | MOLD,CABLE,HORZ TEE | 273.39 | EA | 1
B577A172 | United States | USD | JUMPER,ASSY,3/32 X 1/2 BR | 55.28 | EA | 1
LPA27558 | United States | USD | ADAPTER,AL,SPRING,FOR 5/8 | 101.59 | EA | 1
GRB8424T | United States | USD | BUSBAR,ASSY,1/4X4X24,CU | 138.49 | EA | 50
TAC3Q9DW | United States | USD | MOLD,CABLE,HORZ TEE | 273.39 | EA | 1
534056PDI01 | United States | USD | FLEXIBAR,ADV,6X100X1MM | 172.33 | EA | 10
S1V31 | United States | USD | MOLD,HV CABLE SPLICE,HORZ | 539.06 | EA | 1
TAC1G1G | United States | USD | MOLD,CABLE,HORZ TEE | 212.91 | EA | 1
563460 | Asia | USD | BRAID MBJ 70-300-10 | 19.07 | EA | 10
B121EE | United States | USD | LUG,CU,1/4 X 1 W/1-9/16 H | 8.67 | EA | 0
557260IR09 | United States | USD | BRAID,CU,TINNED,25MM2,M10 | 61.82 | EA | 1
FLXPLAM0041 | United States | USD | FLEXIBAR,ADV,8X32X1MM | 777.63 | EA | 1
PTC1T2G | United States | USD | MOLD,CABLE, HORZ THRU PAR | 212.91 | EA | 1
EL43T28P9 | United States | USD | COUPLER,LENTON POSITION,# | 156.85 | EA | 1
SSCY5Y4 | Europe | USD | MOLD SSCY5Y4 | 212.91 | EA | 1
RCPY4 | United States | USD | MOLD,CABLE TO REBAR,VERT | 233.95 | EA | 1
VSC2G | Europe | USD | MOLD VSC2G | 212.91 | EA | 1
554415B | United States | USD | BRAID,SS,LUG,70MM2,BULK | 81.26 | EA | 50
LPS413 | United States | USD | POINT,SS,INDUSTRIAL STACK | 150.78 | EA | 1
65F33 | United States | USD | WELD METAL,CADWELD,F33 | 8.05 | EA | 20
EGBA14436RR | United States | USD | BAR,GRD BUS,1/4 X 4 X 36 | 414 | EA | 1
615800PWC01 | United States | USD | ROD,GRD,5/8X10, CU BONDED | 46.4 | EA | 100
S1V35M | United States | USD | MOLD,HV CABLE SPLICE,HORZ | 189.1 | EA | 1
ECRH081T4D | United States | USD | GROUND ROD,ASSY,KIT.8 FT, | 1734.34 | EA | 1
LK119 | United States | USD | COUPLER,LENTON,INTERLOK # | 145.13 | EA | 1
508142 | Asia | USD | FleXbus IP55, Double Entry, 126/157/175 | 244.81 | EA | 1
EGBA14306NN | United States | USD | BAR,GRD BUS,1/4 X 3 X 6 | 72 | EA | 1
TDX400S277/480 | Asia | USD | PROTECTOR, SURGE, TDX400S, 277/480 | 5030.84 | EA | 1
158700EDP | Europe | USD | GR ROD,SEC CU-BOND,14.2MM | 27.55 | EA | 5
PQDM3200S277 | United States | USD | PQDM-5-1P-277V, FSPM3200S | 2830.23 | EA | 1
ETSP330170 | United States | USD | SIGNAL,BLOCK,PROTECTOR,30 | 60.86 | EA | 1
T313 | Asia | USD | BRUSH, CARD CLOTH | 22.04 | EA | 1
A203 | Asia | USD | CLIP, RAIL TRACK | 5.98 | EA | 100
508037 | United States | USD | BRAID,FLEXIBLE, | 1195.62 | EA | 1
LPA248 | Europe | USD | POINT,AL,5/8 X 48IN | 51.28 | EA | 1
VSC3QV12 | United States | USD | MOLD,CABLE TO VERT STL,45 | 212.91 | EA | 1
PTC2G2GW | United States | USD | MOLD,CABLE, HORZ THRU PAR | 253.23 | EA | 1
B540C286 | United States | USD | STRIP,BUS,DETAIL,1/16X1X | 24.57 | EA | 1
554402B | United States | USD | BRAID,SS,LUG,70MM2,BULK | 73.97 | EA | 50
HCA1E | United States | USD | MOLD,CABLE TO HORZ STL,HO | 129.72 | EA | 1
XBZ9G3Q | United States | USD | MOLD,CABLE,HORZ X LAPPED | 610.58 | EA | 1
SIM33B3316 | United States | USD | MAST 33MM DIAM X 3M, 316 | 502.1 | EA | 1
FLXPLAM0040 | United States | USD | FLEXIBAR,ADV,2X15.5X0.8 | 403.01 | EA | 1
FLXPABB0017 | United States | USD | FLEXIBAR,ADV,12X100X1,ABB | 887.16 | EA | 1
SRGBF078 | United States | USD | GRID,SRG,14 X 78,26 GAGE | 4481.75 | EA | 1
FLXPLAM0065 | Asia | USD | 718-A58348-001 | 172.77 | EA | 1
568620 | Asia | USD | EARTH, NEUTRAL BUSBAR 36 | 47.87 | EA | 10
TACY5Y2 | Europe | USD | MOLD TACY5Y2 | 212.91 | EA | 1
EDT215020R | United States | USD | ENHANCED TYPE 2, 150V,20 | 252.3 | EA | 1
534053RW25 | United States | USD | FLEXIBAR,ADV,10X80X1,RW | 224.37 | EA | 1
ZZRPCS | United States | USD | RAIL CONSULTING SERVICES | 12668.83 | EA | 0
534113 | United States | USD | BUSBAR,FLEXIBLE,ADVANCED, | 210.61 | EA | 5
LU25MS15D | United States | USD | LENTON ULTIMATE,MALE, | 22.14 | EA | 1
534056RW44 | United States | USD | FLEXIBAR,ADV,6X100X1MM,RW | 548.79 | EA | 10
SVR9F | United States | USD | MOLD,CABLE,VERT SPLICE | 289.29 | EA | 1
PHR1T1H | United States | USD | MOLD,CABLE,VERT THRU PARA | 289.29 | EA | 1
534032PMR04 | United States | USD | FLEXIBAR,ADV,4X40X1,PMR | 89.57 | EA | 10
EGRD34 | Asia | USD | DRIVER BODY WITH INSERT FOR RODS UP TO 1 | 560.5 | EA | 1
508172 | United States | USD | TOOL, | 739.67 | EA | 1
PTCT2T2 | United States | USD | MOLD,CABLE, HORZ THRU PAR | 212.91 | EA | 1
HDGBF37 | United States | USD | MOLD,GRD ROD TO ROD, | 507.28 | EA | 1
551280 | United States | USD | PLATE,PVC,1000X2000X3MM, | 169.4 | EA | 1
HDTAD4L4L | United States | USD | MOLD,CABLE,HORZ TEE | 451.38 | EA | 1
A929A097 | United States | USD | WASHER,FLAT,5/16 S.S. | 0.16 | EA | 1
563100 | United States | USD | CLIP,RAIL,DIN,ASSY,M4 | 2.37 | EA | 10
XL45 | Europe | USD | WELDING MATERIAL,ALLOY,F2 | 61.46 | EA | 4
GNR169F | United States | USD | MOLD,CABLE TO GRD ROD,VER | 289.29 | EA | 1
534011 | United States | USD | FLEX ADV2MTC 3X20X1 | 92.64 | EA | 3
VBC2Q | Europe | USD | MOLD VBC2Q | 212.91 | EA | 1
GFC182L | United States | USD | MOLD,CABLE TO GRD ROD,HOR | 212.91 | EA | 1
SCB10001A | Europe | USD | WELD METAL,CADWELD RAIL | 55.06 | EA | 0
LPS27612 | United States | USD | SPRING,SS,ONLY | 5.13 | EA | 1
179065 | United States | USD | CLIP,VF14M8TI | 1.57 | EA | 100
UTB60SPG | United States | USD | PROTECTOR,SURGE,UTB,1PAIR | 177.55 | EA | 1
FLXPLAM0024 | United States | USD | FLEXIBAR,ADV,8X32X1MM | 440.75 | EA | 1
RTH562G | United States | USD | MOLD,CABLE TO REBAR,HORZ | 373.05 | EA | 1
548640 | United States | USD | INSULATOR,BUSBAR,ISO TP | 14.71 | EA | 10
553200 | Asia | USD | BUSBAR CLAMP BC 30 ZB | 24.1 | EA | 8
EL36A2NGV | United States | USD | COUPLER,LENTON,STANDARD, | 67.11 | EA | 1
LPC464 | United States | USD | JUMPER,CU,BARE,EYE TO EYE | 188.8 | EA | 1
LPC670 | United States | USD | STRAP,CU,CABLE HOLDER, | 88.91 | EA | 1
SBPAJ537 | United States | USD | BOND,PLUG,5/16X37 LONG | 21.49 | EA | 50
B540C909TUTKIT | United States | USD | KIT,GROUNDING,UTILITY,FRM | 7253.64 | EA | 1
C105C001 | United States | USD | FIXTURE ASSY,CLAMP,WEB OF | 319.71 | EA | 1
SBRT36000906 | United States | USD | TOOL,STRIP,3/16X4,6SOLX11 | 299.73 | EA | 1
GYR14Y2 | United States | USD | MOLD,CABLE TO GRD ROD,VER | 289.29 | EA | 1
558620 | United States | USD | TOOL,CRIMP,DRILL,BD25,15- | 206.31 | EA | 1
GYR182C | Europe | USD | MOLD GYR182C | 289.29 | EA | 1
A929B040 | United States | USD | WASHER,LOCK,3/4 S.S. | 1.61 | EA | 1
534511 | Asia | USD | IBS ADV 50-630-10 | 28.96 | EA | 10
534025L3M | United States | USD | FLEXIBAR,ADV,4X32X1MM,3M | 253.14 | EA | 1
GNT181K001M | United States | USD | MOLD,CABLE TO GRD ROD,VER | 207.39 | EA | 1
LK1410GV | United States | USD | LENTON INTERLOK,HDG, | 247.97 | EA | 1
SBA2510B | United States | USD | CLIP,RETAINER,TRACK CIRCU | 8.4 | EA | 50
LPA31658 | United States | USD | BASE,AL,VENT STRAP, | 32.87 | EA | 1
CAF11V18 | United States | USD | BOND,CATH,2 CONC CLASS B, | 34.75 | EA | 1
WD87 | United States | USD | DIE ASSY,HAMMER,150MM2 | 294.86 | EA | 1
EL3832A2 | United States | USD | COUPLER,LENTON TRANSITION | 117.86 | EA | 1
554790 | Asia | USD | SLEEVE POLYAMIDE PDBS 16B | 2.35 | MT | 50
549508 | United States | USD | KIT,SUPPORT,BUSBAR,CABS | 51.9 | EA | 1
SBA2412J | United States | USD | SLEEVE,COMPRESSION LUG, | 144.16 | EA | 0
EGBA14212DDT | United States | USD | BAR,GRD BUS,1/4 X 2 X 12 | 126 | EA | 1
RBM267156K | United States | USD | FITTING,CADWELD,#14/#18 E | 352.2 | EA | 1
LAC1TDE | United States | USD | MOLD,CABLE TO BUS/LUG,HOR | 212.91 | EA | 1
S20F | Asia | USD | SLEEVE,CU,FLARED,4 CONC | 1.88 | EA | 1
553060 | United States | USD | CONNECTOR,FLEXIBAR,80MM X | 14.2 | EA | 3
NX1181GPLUS | United States | USD | ONE-SHOT,CABLE TO GRD ROD | 34.73 | EA | 6
XLLAP1HAAM | United States | USD | MOLD,CABLE TO BUS/LUG,HOR | 188.06 | EA | 1
PG11L | United States | USD | ONE-SHOT,MOLD,CABLE,HORZ | 23.11 | EA | 6
LPA331 | United States | USD | BASE,AL,STRAP,PIPE MOUNT, | 43.2 | EA | 1
LPA29612 | United States | USD | TERMINAL,AIR,EXTENSION,PA | 33.85 | EA | 1
XBM2L2L | United States | USD | MOLD,CABLE,HORZ X LAPPED | 649.88 | EA | 1
556230 | United States | USD | SLEEVE,GLASSFIBRE,FGBS 12 | 4.59 | MR | 1
VVR8C | United States | USD | MOLD,CABLE TO VERT STL,VE | 289.29 | EA | 1
633400PWC01 | United States | USD | ROD,GRD,3/4X10,SEC,10 MIL | 40.73 | EA | 50
CAHBA1T6 | United States | USD | MOLD,CABLE,TO HORZ CAST I | 129.72 | EA | 1
505688 | United States | USD | BUSBAR,SPECIAL,1/2X4-1/2X | 155.47 | EA | 1
UTB60DP | Asia | USD | UTB, 2PAIR, PLUGABLE, 60V, 800mA, 20kA | 222.78 | EA | 1
A806A06F | United States | USD | CABLE,COMPOSITE,14.5MM,CU | 21.63 | EA | 0
TAC2G1T | United States | USD | MOLD,CABLE,HORZ TEE | 212.91 | EA | 1
613852 | United States | USD | ROD,GRD,3/8X5,CU BONDED | 18.69 | EA | 5
LECY8CAJ | Europe | USD | MOLD LECY8CAJ | 212.91 | EA | 1
LPC242BST | Europe | USD | POINT,CU,BLUNT BARE,5/8IN | 38.85 | EA | 1
SB02SS6 | United States | USD | MOLD,CABLE,HORZ SPLICE | 207.39 | EA | 1
SBB343E | United States | USD | MOLD,BOND,TB 5/16X1 TB4 | 41.29 | EA | 1
561145 | Asia | USD | BLOCK,SPLICE,500AMP,TUNNE | 66.45 | EA | 50
PBWY4LH | United States | USD | MOLD,CABLE HORZ TO RAIL W | 139.88 | EA | 1
SES200277/480 | United States | USD | PROTECTOR,SURGE,277/480V | 5695.38 | EA | 1
RCPY4M | Europe | USD | MOLD RCPY4M | 234 | EA | 1
534013EA02 | United States | USD | FLEXIBAR,ADV,5X20X1,EA | 146.79 | EA | 1
PBC12W24 | United States | USD | BOND KIT,RAIL C,250KCM RL | 36.81 | EA | 50
TDX200S347/600 | United States | USD | PROTECTOR,SURGE,TDX200S,3 | 2132.84 | EA | 1
LPC528 | Asia | USD | SPLICE,CU,CAST,CABLE,UNIV. PARALLEL | 53.37 | EA | 0
TAC2Q2QL | United States | USD | MOLD,CABLE,HORZ TEE | 231.1 | EA | 1
EGBD14224BB | United States | USD | BAR,GRD BUS,1/4 X 2 X 24 | 178 | EA | 1
PTC2Q2CW | United States | USD | MOLD,CABLE, HORZ THRU PAR | 253.23 | EA | 1
715412 | United States | USD | MACHINE,DRILLING,4 STROKE | 7090.23 | EA | 1
SBTBTB5B | United States | USD | WELDER,BOND,3/16 & 3/4 TA | 322.35 | EA | 1
CAHCA1VA | United States | USD | MOLD,CABLE TO HORZ STL,HO | 129.72 | EA | 1
534022LAM12 | United States | USD | FLEXIBAR,ADV,10X24X1,LAM, | 414.83 | EA | 10
VBCY3 | Europe | USD | MOLD VBCY3 | 212.91 | EA | 1
534001LAM04 | United States | USD | FLEXIBAR,ADV,3X9X0.8,LAM, | 98.26 | EA | 10
PB10HS2G | United States | USD | MOLD,CABLE TO HORZ STL,HO | 153.72 | EA | 1
534041PHM01 | United States | USD | FLEXIBAR,ADV,8X50X1MM,PHM | 201.35 | EA | 1
LPC208LST | Asia | USD | POINT,CU,BLUNT,3/8IN X 48IN - TINNED | 147.62 | EA | 0
XLPB60YR4X001S | United States | USD | MOLD,CABLE,HORZ Y 77 DEG | 343.11 | EA | 1
VSCY8 | Europe | USD | MOLD VSCY8 | 212.91 | EA | 1
SBTBS3412 | United States | USD | BOND,SWITCH,3/16 & 1 TAB | 9.33 | EA | 25
EL28A2 | United States | USD | COUPLER,LENTON STANDARD,# | 36.6 | EA | 1
PTC2Q1G | United States | USD | MOLD,CABLE, HORZ THRU PAR | 212.91 | EA | 1
563900 | United States | USD | BLOCK,4,POLE DISTRIBUTION | 22.75 | EA | 1
GTC333Q | United States | USD | MOLD,CABLE TO GRD ROD,VER | 212.91 | EA | 1
568670 | United States | USD | SUPPORT FOR TWO EARTHING | 1.72 | EA | 10
GUYKITXM/GRIP | United States | USD | RING,KIT,GUYING,X MAX HGT | 399.61 | EA | 1
508115 | United States | USD | COPPER,BUSBAR, | 167.93 | EA | 1
SBA254A1 | Asia | USD | CLIP,RETAINER,TRACK CIRCUIT,3/8 | 11.54 | EA | 1
557900 | Asia | USD | DIN RAIL, DR15 2MTR | 11.58 | EA | 15
XLTAC1H1H | United States | USD | MOLD,CABLE,HORZ TEE | 252.73 | EA | 1
561880 | United States | USD | BUSBAR,SUPPORT,KIT,UBS | 266.64 | EA | 1
GLCCE2Q | United States | USD | MOLD,CABLE TO LUG,HORZ | 212.91 | EA | 1
556810 | Asia | USD | BRAID MBJ 35-300-10 | 10.67 | EA | 10
SBXST6A | Asia | USD | WELDER,HEAD BOND,3/16X6 1/2 XS,T6 | 333.53 | EA | 1
615880 | Europe | USD | ROD,GRD,5/8 X 8 FEET | 37.38 | EA | 5
GRC311T | United States | USD | MOLD,CABLE TO GRD ROD,VER | 212.91 | EA | 1
RDC521T | United States | USD | MOLD,CABLE TO REBAR,HORZ | 212.91 | EA | 1
T375 | United States | USD | CLAMP,PKG,W/SPIRAL NAILS | 3.03 | EA | 100
EGBA14212HHT | United States | USD | BAR,GRD BUS,1/4 X 2 X 12 | 126 | EA | 1
SES400277/480 | United States | USD | PROTECTOR,SURGE,277/480V | 8040.94 | EA | 1
559149 | United States | USD | TOOL,MANUAL,FLEXIBAR, | 4945.85 | EA | 1
NT1161G1TPLUS | United States | USD | ONE-SHOT,CABLE TO GRD ROD | 42.36 | EA | 1
EPGC1428X8FL | Europe | USD | PERIMETER,GRD,90DEG FLAT | 87.15 | EA | 1
BACEAK | Europe | USD | MOLD BACEAK | 212.91 | EA | 1
UGP738P5 | United States | USD | PLATE,CU,GROUND,1/16 X | 168.25 | EA | 5
SBXSJ3318 | United States | USD | BOND,JUMPER,3/16 & 3/4 XS | 11.18 | EA | 25
SBA252S2 | United States | USD | CLIP,RETAINER,TRACK CIRCU | 12.45 | EA | 50
GTC169H | United States | USD | MOLD,CABLE TO GRD ROD,VER | 212.91 | EA | 1
564900 | United States | USD | BRAID,SHUNT,POWER,TINNED, | 1182.65 | EA | 1
B13733 | Asia | USD | DRIVE SLEEVE,3/4IN (.750IN) STEEL ROD | 224.34 | EA | 1
FLXPABB0005 | United States | USD | FLEXIBAR,ADV,5X100X1,ABB, | 237.85 | EA | 1
EL25S4 | United States | USD | COUPLER,LENTON,STRAIGHT, | 46.32 | EA | 1
TAC9E9E | United States | USD | MOLD,CABLE,HORZ TEE | 212.91 | EA | 1
GLCEG2G | United States | USD | MOLD,CABLE TO LUG,HORZ SP | 212.91 | EA | 1
RHS4PM8 | United States | USD | RAIL,PASTE,THERMAL VIRGIN | 80.3 | EA | 1
534025CSC02 | United States | USD | FLEXIBAR,ADV,4X32X1MM,CS | 79.11 | EA | 10
EDT2350M | United States | USD | ENHANCED TYPE 2 MODULE, | 85.6 | EA | 1
EGBA14324EC | United States | USD | BAR,GRD BUS,1/4 X 3 X 24 | 234 | EA | 1
557260IR02 | United States | USD | BRAID,CU,TINNED,CUSTOM, | 43.62 | EA | 1
PB10GRY5DBG | United States | USD | MOLD,CABLE TO GRD ROD,VER | 153.72 | EA | 1
EGBA14312LLT | United States | USD | BAR,GRD BUS,1/4 X 3 X 12 | 145.63 | EA | 1
LPC235BST | United States | USD | POINT,CU,5/8X24IN,1/2THR | 35.9 | EA | 1
XLPB13STY7RH | United States | USD | MOLD,CABLE TO RAIL,HORZ T | 715.08 | EA | 1
DT27510R | United States | USD | TYPE 2, 75V, 1 0 | 98.86 | EA | 1
SSPD1P1M480 | United States | USD | SSPD, SINGLE PHASE, | 263.99 | EA | 1
LACY6EAL | United States | USD | MOLD,CABLE TO BUS/LUG,HOR | 212.91 | EA | 1
LPC628A12 | United States | USD | ADAPTER,CU,THRU-ROOF, | 99.61 | EA | 1
EGBA14836CC | United States | USD | BAR,GRD BUS,1/4 X 8 X 36 | 648 | EA | 1
LPC505 | United States | USD | SPLICE,CU,STAMPED,CABLE, | 11.81 | EA | 1
RBHA9735U | United States | USD | BASIN,POURING,#4/#5 HORIZ | 570.44 | EA | 1
EL28A2Q | United States | USD | COUPLER,LENTON STANDARD, | 54.03 | EA | 1
GLCDE2V | United States | USD | MOLD,CABLE TO LUG,HORZ SP | 212.91 | EA | 1
TACY6W3 | United States | USD | MOLD,CABLE,HORZ TEE | 212.91 | EA | 1
PCC3Q2G | United States | USD | MOLD,CABLE,HORZ TAP PARA | 212.91 | EA | 1
VTC2GV3C | United States | USD | MOLD,CABLE TO VERT STL,HO | 212.91 | EA | 1
LPA595 | Europe | USD | CONNECTOR,AL,CROSS RUN | 31.34 | EA | 1
CAT315A | United States | USD | TOOL,KIT,ELEC W/TOOLS | 218.65 | EA | 0
VFR2P | United States | USD | MOLD,CABLE TO VERT STL,VE | 289.29 | EA | 1
A928B070 | United States | USD | NUT,HEX,5/16-18,STL,CAD/ | 0.06 | EA | 0
B801C007 | United States | USD | LUG,ASSY,CABLE,6 IN | 92.88 | EA | 1
LPC620 | United States | USD | CONNECTOR,CU,UNIV. THRU | 111.92 | EA | 1
RHS4TLT024DN | United States | USD | CABLE,HEATER,SELF-REGULAT | 50.47 | MR | 1
ML951C | United States | USD | NIPPLE,CLOSE,3/8 ,HIGH PR | 20.79 | EA | 0
B532E3Q96 | United States | USD | JUMPER,ASSY,500 CONC 96IN | 587.05 | EA | 1
B2516C | United States | USD | HINGE ASSY,HOLDER,GRAPHIT | 26.47 | EA | 0
XBCY2Y2 | United States | USD | MOLD,CABLE,HORZ X LAPPED | 212.91 | EA | 1
PCLB159.5 | United States | USD | PYRAMID, LOCKHEED, #5, | 163936.89 | EA | 1
153650 | United States | USD | PLUG,STEEL,EL-20-CPPS | 2.31 | EA | 1
GTC16S6 | United States | USD | MOLD,CABLE TO GRD ROD,VER | 212.91 | EA | 1
SBPAJ396 | United States | USD | BOND,PLUG,S8,3/16X96IN LG | 27 | EA | 1
4012800EGSP01 | United States | USD | CLEVIS,HANGER,28,EG | 138.29 | EA | 0
SB20118B | United States | USD | BOND,CADWELD TAB,5/16X9 3 | 9.88 | EA | 20
TAC1T1K | United States | USD | MOLD,CABLE,HORZ TEE | 212.91 | EA | 1
534047GE10 | United States | USD | FLEXIBAR,ADV,8X63X1,GE | 452.22 | EA | 1
SSCY8 | United States | USD | MOLD,CABLE,HORZ SPLICE | 212.91 | EA | 1
EGBA14416BB | United States | USD | BAR,GRD BUS,1/4 X 4 X 16 | 194 | EA | 1
HDPTD3D2V | United States | USD | MOLD,CABLE, HORZ THRU PAR | 451.38 | EA | 1
EGBC14424NN | United States | USD | BAR,GRD BUS,1/4 X 4 X 24, | 264 | EA | 1
563995 | United States | USD | BLOCK,DISTRIBUTION,TDL | 152.82 | EA | 1
RDH542V | United States | USD | MOLD,CABLE TO REBAR,HORZ | 373.05 | EA | 1
LPC664A18 | United States | USD | CONNECTION,THRU,ROOF,W/PV | 157.7 | EA | 1
M12H0300HD | United States | USD | 1 X 36IN HDG SLOTTED CHAN | 9200 | EA | 1
LPC858 | Asia | USD | CLAMP,CAST,COMBO | 24.81 | EA | 0
GMR162L | United States | USD | MOLD,CABLE TO GRD ROD,VER | 270.36 | EA | 1
PQDS1000Y277 | United States | USD | PQDS-1-3Y-277/480V, | 871.9 | EA | 1
TAC2G1K | United States | USD | MOLD,CABLE,HORZ TEE | 212.91 | EA | 1
LPC31812 | Asia | USD | COPPER POINT BASE | 41.82 | EA | 1
SBB855C1T72 | United States | USD | STUD,GROUNDING,AL/CU, W/2 | 81.55 | EA | 1
LPA804 | United States | USD | STRAP,AL,CABLE,1/2IN WIDE | 2.44 | EA | 1
VSCY4V3C | United States | USD | MOLD,CABLE TO VERT STL,45 | 212.91 | EA | 1
GTD223QHQ | United States | USD | MOLD,CABLE TO GRD ROD,VER | 451.38 | EA | 1
PCC1T1H | United States | USD | MOLD,CABLE, HORZ TAP PARA | 212.91 | EA | 1
EST4630 | Europe | USD | GROUND RESISTANCE TESTER, | 4661.4 | EA | 1
FLXPSHL0010 | United States | USD | FLEXIBAR,ADV,5X20X1MM,SHL | 146.546 | EA | 1
EL22P14L | United States | USD | COUPLER,LENTON,P14L,22MM, | 86.7 | EA | 1
715050 | United States | USD | CONTACT,SINGLE,SK19/14 | 11.51 | EA | 1
613880 | United States | USD | ROD,GRD,3/8X8,CU BONDED | 27.86 | EA | 5
B522F | United States | USD | CLAMP,ASSY,3 IN NOMINAL P | 80.78 | EA | 1
508016 | United States | USD | BRAID,FLEXIBLE, | 728.16 | EA | 1
PBWY4001LH | United States | USD | MOLD,RAIL,CABLE HORZ TO | 91.49 | EA | 1
SBXSJ3336 | United States | USD | BOND,JUMPER,3/16 & 3/4 XS | 13.61 | EA | 25
EL43TA2ES | United States | USD | COUPLER,LENTON STANDARD,# | 110.19 | EA | 1
EPGAS122KIT17 | United States | USD | KIT,BUSBAR,PERIMETER,1/2X | 4878.45 | EA | 1
XLSCK4P5A | United States | USD | MOLD,CABLE,HORZ SPLICE SI | 1522.18 | EA | 1
PB72QVJH150A001 | United States | USD | MOLD,CABLE TO LUG,HORZ TA | 366.25 | EA | 1
B540C878T | United States | USD | BUSBAR,GRD,CU,3/8X6X36, | 415.6 | EA | 1
GRB2212T | United States | USD | BUSBAR,ASSY,1/4 X 2 X 12 | 36.23 | EA | 100
TACSFSF | United States | USD | MOLD,CABLE,HORZ TEE | 212.91 | EA | 1
534432 | United States | USD | IBSB ADV 120-630-10 | 73.76 | EA | 2
RBT671011H | United States | USD | SPLICE,KIT,#6/#7 -1 CAD | 176.8 | EA | 1
RRC528C | United States | USD | MOLD,CABLE TO REBAR,HORZ | 212.91 | EA | 1
FLXPSAM0003 | United States | USD | FLEXIBAR,ADV,3X13X0.5,SAM | 9999999.99 | EA | 1
EGBB14206EET | United States | USD | BAR,ASSY,GRD BUS,1/4 X 2 | 68 | EA | 1
CR34SS | United States | USD | COUPLER,GRD ROD,SS304 | 61.79 | EA | 1
505638 | United States | USD | BUSBAR,CU,SPECIAL,GEXPR0 | 146.61 | EA | 0
PB200PLUSF80 | Asia | USD | CADWELD PLUS,#200,F80 | 19.79 | EA | 10
SSD4Y4L | United States | USD | MOLD,CABLE,HORZ SPLICE | 451.38 | EA | 1
TDX100M120/240 | Asia | USD | PROTECTOR,SURGE,TDX100M,2P.120/240V,3W+G | 1324.76 | EA | 1
TACY1W3 | Europe | USD | MOLD TACY1W3 | 212.91 | EA | 1
L5001Z3 | United States | USD | FRAME,COVER,MOLD,FRAME PL | 103.76 | EA | 1
TCR2G2G | United States | USD | MOLD,CABLE,VERT TEE HORZ | 289.29 | EA | 1
PB80LS3S962 | United States | USD | MOLD,CABLE,TO BUS/LUG,HOR | 697.55 | EA | 1
PBW2JRH | United States | USD | MOLD,RAIL,CABLE HORZ TO W | 112.85 | EA | 1
TAC9F9J | United States | USD | MOLD,CABLE,HORZ TEE | 212.91 | EA | 1
534018GE16 | United States | USD | FLEXIBAR,ADV,4X24X1MM,GE, | 168.44 | EA | 10
534036RIV01 | United States | USD | FLEXIBAR,ADV,10X40X1,RIV, | 197.12 | EA | 1
LU28MT12D | United States | USD | LENTON ULTIMATE,MALE, | 19.7 | EA | 1
LC28B12ESD | United States | USD | SLEEVE,B12 SERIES,EPOXY | 200.84 | EA | 1
GBJGR182LR1 | United States | USD | MOLD,GRD,ROD TO ROD/RECEP | 882.44 | EA | 1
CAHBA1H10 | United States | USD | MOLD,CABLE TO HORZ CAST I | 129.72 | EA | 1
SLK15L3 | Asia | USD | SLK2 WITH HOOK, 1.5MM WIRE 3M LONG | 1209.77 | EA | 100
BBCCG | United States | USD | MOLD,BUS BAR,HORZ SPLICE | 212.91 | EA | 1
PBAT23B22 | United States | USD | BOND,ARC WELD CROSS,AT2 3 | 69.6 | EA | 1
559688 | United States | USD | INS,2-1/2,1/2-13 X 5/8 | 5.41 | EA | 10
A800A24 | United States | USD | CABLE,CU,BARE,#6 CONC,7 S | 0.19 | EA | 0
RBC1461A | United States | USD | SLEEVE,CADWELD,#14 C-SERI | 86.98 | EA | 1
SBM275E | United States | USD | FRAME ASSY,WELDER,T7 | 132.6 | EA | 1
633460HENG | United States | USD | GROUND ROD, COPPER BONDED | 49.51 | EA | 5
B277B1 | United States | USD | FRAME,ASSY,FOR SPLIT T MO | 35.78 | EA | 0
558245 | United States | USD | BRAID,SHUNT,INSUL,25MM SQ | 34.97 | EA | 0
B2610A | United States | USD | CLAMP,ASSY,STATIC GRD,1 I | 55.35 | EA | 1
GYE182G | United States | USD | MOLD,CABLE TO GRD ROD,VER | 596.26 | EA | 1
710370 | Europe | USD | U BOLT ROD CLAMP 16MM | 15.32 | EA | 5
XBQ2V2VL | United States | USD | MOLD,CABLE,HORZ X LAPPED, | 406.5 | EA | 1
534526 | United States | USD | IBS ADV 240-330-12 | 136.62 | EA | 2
XBQ9F9FW | United States | USD | MOLD,CABLE,HORZ X LAPPED, | 487.14 | EA | 1
SBK062 | United States | USD | RISER KIT,BOOTLEG,18IN | 129.38 | EA | 20
CMC16PAL | Europe | USD | MOLD CMC16PAL | 212.91 | EA | 1
LPG36058 | Europe | USD | BRACE,ADHESIVE MOUNT, | 130.76 | EA | 1
A822SA111C10 | United States | USD | CABLE,COIL,INSUL,GALV,1/8 | 49.29 | EA | 1
LPC513 | Asia | USD | SPLICE,CU,CABLE,STRAIGHT STACK 5/8X18IN | 43.78 | EA | 1
623400 | United States | USD | ROD,GRD,CONICAL PT, | 42.2 | EA | 0
MBNUPCJ82 | Europe | USD | MESH BONDING NETWORK,UNIV | 46.12 | EA | 25
B265 | Asia | USD | CABLE,CLAMP,ASSY | 581.39 | EA | 1
PB13ST2Q40ASLH | United States | USD | MOLD,CABLE TO RAIL,HORZ T | 208.86 | EA | 1
534020SER08 | United States | USD | FLEXIBAR,ADV,6X24X1MM,SER | 291.64 | EA | 1
XACY8Y5 | United States | USD | MOLD,CABLE,HORZ X SAME PL | 212.91 | EA | 1
BMKCMCM | United States | USD | MOLD,BUS BAR,HORZ TEE BAR | 966.13 | EA | 1
TACY8W3 | United States | USD | MOLD,CABLE,HORZ TEE | 212.91 | EA | 1
SES40120/240 | United States | USD | PROTECTOR,SURGE,NO ALARM, | 234.21 | EA | 1
LMCEG3Q | United States | USD | MOLD,CABLE TO BUS/LUG, | 212.91 | EA | 1
534041PHM15 | United States | USD | FLEXIBAR,ADV,8X50X1MM,PHM | 329.44 | EA | 1
560061 | United States | USD | PUNCH,STEEL,.281 W/DIE | 124.23 | EA | 0
PBXLK240 | United States | USD | LUG,KIT,ASSY.COMBO STR TO | 8288.47 | EA | 1
DQC162G | United States | USD | MOLD,CABLE TO GRD ROD,HOR | 212.91 | EA | 1
SB20116B | United States | USD | BOND,CADWELD HF,3/16X9 3/ | 6.61 | EA | 20
LK1814T | United States | USD | COUPLER,LENTON,INTERLOK,# | 311.64 | EA | 1
RJC522Q | United States | USD | MOLD,CABLE TO REBAR,VERT | 212.91 | EA | 1
4010250EG | Asia | USD | #401 EG CLEVIS 2-1/2 | 1272.47 | EA | 100
PTCY6Y4 | United States | USD | MOLD,CABLE,HORZ THRU PARA | 212.91 | EA | 1
LPA100500 | United States | USD | CABLE,AL,SMOOTH WEAVE,24 | 1.66 | FT | 500
PBW12W002174B | United States | USD | BOND,JOINT,250 RLAY INSUL | 333.91 | EA | 1
LECY6EAK | United States | USD | MOLD,CABLE TO BUS/LUG,HOR | 212.91 | EA | 1
285107 | United States | USD | KIT,FLEXIBAR,ADV,EATON | 291.05 | EA | 10
ERICORE053T | United States | USD | DOWNCONDUCTOR,LIGHTNING, | 8213.26 | EA | 1
BXB139J6 | United States | USD | BOX,ONELOOK,ERICO | 5.45 | EA | 0
PBS24F | United States | USD | SLEEVE,FLARED,185MM2/300R | 3.53 | EA | 25
EGBA14620GG | United States | USD | BUSBAR,GRD,CU,1/4X6X20,GG | 268.36 | EA | 1
GR1161G | United States | USD | ONE-SHOT,CABLE TO GRD ROD | 18.09 | EA | 6
B544A411T | United States | USD | BUSBAR,ASSY,1/4X4X20,W/IN | 345.53 | EA | 0
MBE07 | United States | USD | MOLD,BLANK,400500 J PRICE | 596.26 | EA | 1
GTC371L | United States | USD | MOLD,CABLE TO GRD ROD,VER | 212.91 | EA | 1
VSC2VV8 | United States | USD | MOLD,CABLE TO VERT STL | 212.91 | EA | 1
A239EC2S182Q6LH | United States | USD | CLAMP,FENCE,4/0 FLEX,4/0 | 441.62 | EA | 1
534020SER04 | United States | USD | FLEXIBAR,ADV,6X24X1MM,SER | 294.47 | EA | 1
CR100 | Europe | USD | COUPLER,GRD ROD,BRZ,W/THD | 65.85 | EA | 10
545905 | United States | USD | PUNCH,HOLDER,14-18-20 | 404.03 | EA | 1
SDT34 | United States | USD | THREADED DRILLING TIP | 9.28 | EA | 25
SBRT36100177 | United States | USD | TOOL,STRIP,3/16X4,6SOL | 174.76 | EA | 1
534506 | Asia | USD | IBS ADV 25-1030-8-10 | 28.11 | EA | 10
551090 | United States | USD | BUSBAR SUPPORT UBS 3/10TN | 343.65 | EA | 1
LJCPALY4 | Europe | USD | MOLD LJCPALY4 | 212.91 | EA | 1
GYE372C | United States | USD | MOLD,CABLE TO GRD ROD,VER | 596.26 | EA | 1
SDRR50 | United States | USD | FRAME,RAIL,ASSEMBLY,SDRR5 | 595.54 | EA | 1
S3555 | United States | USD | RIVET,SEMITUBULAR.250X.25 | 0.08 | EA | 0
RBT6101A | United States | USD | SLEEVE,CADWELD,#6 T-SERIE | 52.97 | EA | 1
SBT382BWH | United States | USD | PUNCH,BOND REMOVAL,W/HAND | 104.57 | EA | 1
LPC31158 | United States | USD | BASE,CU,STRAP 5/8IN POINT | 54.15 | EA | 1
XLVBC2L | United States | USD | MOLD,CABLE TO VERT STL,VE | 144.51 | EA | 0
LECY4EAM | United States | USD | MOLD,CABLE TO BUS/LUG,HOR | 212.91 | EA | 1
GMR183Q | United States | USD | MOLD,CABLE TO GRD ROD,VER | 289.29 | EA | 0
534052ABB22 | United States | USD | FLEXIBAR, ADV, 8X80X1MM | 613.66 | EA | 1
CAHAA2GM | Europe | USD | MOLD CAHAA2GM | 92.21 | EA | 1
PQD1202083PA | United States | USD | TDS350TNC150A | 576.98 | EA | 1
PBC12W24B | United States | USD | BOND,RAIL C,250KCM RLAY | 26.19 | EA | 0
TACY5Y8 | United States | USD | MOLD,CABLE,HORZ TEE | 212.91 | EA | 1
FJ2Q48 | United States | USD | JUMPER,SWAGED,4/0 CONC 48 | 121.99 | EA | 1
GRC312C | United States | USD | MOLD,CABLE TO GRD ROD,VER | 212.91 | EA | 1
B117A | United States | USD | DISK,STEEL,3/4 DIA | 0.13 | EA | 20
LPLC436LG | United States | USD | BASE,CU,CIRCUIT,LEAD CVRD | 385.47 | EA | 1
LEC2QEH | United States | USD | MOLD,CABLE TO BUS/LUG,HOR | 212.91 | EA | 1
ERICORE022T | United States | USD | DOWNCONDUCTOR,LIGHTNING, | 4508.71 | EA | 1
A928B043 | United States | USD | NUT,HEX,1/2-13 SILICON BR | 2.27 | EA | 0
550900 | United States | USD | BUSBAR,10 MM,PLAIN,4M PCB | 1177.01 | EA | 5
PTC9B9B | United States | USD | MOLD,CABLE,HORZ THRU PARA | 212.91 | EA | 1
LJCJGY4 | United States | USD | MOLD,CABLE TO BUS/LUG,HOR | 212.91 | EA | 1
TAC2V9FW | United States | USD | MOLD,CABLE,HORZ TEE,WEAR | 273.39 | EA | 0
RDH54Y4 | Europe | USD | MOLD RDH54Y4 | 373.05 | EA | 1
GTCP190Y9 | United States | USD | MOLD,CABLE TO GRD ROD,VER | 212.91 | EA | 1
HDTAC2C1L | United States | USD | MOLD,CABLE,HORZ TEE | 212.91 | EA | 1
PB10LA3BEE | United States | USD | MOLD,CABLE TO BUS/LUG,HOR | 153.72 | EA | 1
HAA1G2 | United States | USD | MOLD,CABLE TO HORZ STL,HO | 129.72 | EA | 1
LPC559 | Europe | USD | CLAMP,CU,CAST,BONDING, | 28.56 | EA | 1
VVR8C2Q | United States | USD | MOLD,CABLE TO VERT STL,VE | 289.29 | EA | 1
K12 | Asia | USD | CADDY, WIRE OR ROD CONDUIT HGR | 85.34 | EA | 1000
PTC2B1V | United States | USD | MOLD,CABLE, HORZ THRU PAR | 212.91 | EA | 1
ISOCAP68 | United States | USD | CAP,TUBE | 68.79 | EA | 1
558589 | United States | USD | BRAID,SHUNT,INSULATED,IBS | 18.95 | EA | 12
FLXPLAM0089 | United States | USD | FLEXIBAR,ADV,3X9X0.8MM, | 392.73 | EA | 1
505642 | United States | USD | BUSBAR,CU,TINNED,0.50X6X | 572.82 | EA | 1
GTCP190Y8 | Europe | USD | MOLD GTCP190Y8 | 212.91 | EA | 1
TACY8Y7 | United States | USD | MOLD,CABLE,HORZ TEE | 212.91 | EA | 1
HSC2S | United States | USD | MOLD,CABLE TO HORZ STL,HO | 212.91 | EA | 1
FLXPLAM0056 | United States | USD | FLEXIBAR,ADV,10X40X1,LAM | 720.293 | EA | 1
RCE612G | United States | USD | MOLD,CABLE TO REBAR,VERT | 596.26 | EA | 1
GRC151Y | United States | USD | MOLD,CABLE TO GRD ROD, VE | 212.91 | EA | 1
SBPAJG34 | United States | USD | BOND,PLUG,S12 34 LONG | 15.37 | EA | 50
LPC225L | United States | USD | POINT,CU,1/2IN X 24IN | 54.51 | EA | 1
LPC30238 | United States | USD | BASE,CABLE,AND AIR TERMIN | 39.81 | EA | 1
EL25A2D6 | United States | USD | COUPLER,LENTON,#8 TERMINA | 63.24 | EA | 1
LPC126CTO | United States | USD | CABLE,CU,SMOOTH WEAVE, | 9.22 | EA | 1
TAC2G8F | United States | USD | MOLD,CABLE,HORZ TEE | 212.91 | EA | 1
LECY3EAM | Europe | USD | MOLD LECY3EAM | 212.91 | EA | 1
RHC522Q | United States | USD | MOLD,CABLE TO REBAR,HORZ | 212.91 | EA | 1
RCE53Y5 | Europe | USD | MOLD RCE53Y5 | 596.26 | EA | 1
B2731 | United States | USD | GUARD,PULLEY | 22.97 | EA | 0
TERMDUALCOUP | United States | USD | ERICORE DUAL COUPLER | 1969.94 | EA | 1
557350PCS01 | United States | USD | BRAID,CU,TIN,100MM2,1LYR, | 56.19 | EA | 1
554286 | United States | USD | BRAID,EARTH,SS,16MM2,CPI | 21.24 | EA | 10
SBTBJ3360 | United States | USD | BOND,JUMPER,3/16 & 3/4 TA | 17.76 | EA | 1
RBVB16575E | United States | USD | BASIN,POURING,#10 VERTICA | 681.22 | EA | 1
EDT248040R | Europe | USD | ENHANCED TYPE 2, 480V, 40 | 298.24 | EA | 1
LECY6FAL | Europe | USD | MOLD LECY6FAL | 212.91 | EA | 1
613400TL | United States | USD | ROD,GRD,3/4X10FT 7INCH,CU | 73.01 | EA | 5
PTC3Q1T | United States | USD | MOLD,CABLE, HORZ THRU PAR | 212.91 | EA | 1
ZZSURGETEST | United States | USD | SURGE CONSULTING/AUDITSVC | 107999.99 | EA | 0
557280 | United States | USD | BRAID,FLAT,23X2.5,CU,200 | 14.02 | MR | 1
GRC221L | United States | USD | MOLD,CABLE TO GRD ROD,VER | 212.91 | EA | 1
TDSGAPA14 | United States | USD | BAR ASSY,GRD BUS,POST | 271.96 | EA | 1
BADGM | United States | USD | MOLD,BUS BAR,HORZ SPLICE | 451.38 | EA | 1
PB50LA4YJH | United States | USD | MOLD,CABLE TO BUS/LUG,HOR | 325.89 | EA | 1
534034ARZ02 | United States | USD | FLEXIBAR,ADV,6X40X1MM,ARZ | 386.16 | EA | 10
HXRBPA | United States | USD | MOLD,2/0 CONC THRU 500KCM | 289.29 | EA | 1
UTB30SPLED | United States | USD | PROTECTOR, SURGE,UTB, 1PA | 127.37 | EA | 1
HAAY4 | United States | USD | MOLD,CABLE TO HORZ STL,HO | 129.72 | EA | 1
GTC16T4 | United States | USD | MOLD,CABLE TO GRD ROD,VER | 212.91 | EA | 1
LPC672 | Asia | USD | STRAP,CU,CABLE TO PIPE HOLDER FOR 2IN | 104.99 | EA | 0
XB4Y9Y9 | United States | USD | MOLD,CABLE,HORZ X LAPPED | 761.69 | EA | 1
613400SG01 | United States | USD | GROUND ROD,COPPERBONDED,3 | 39.73 | EA | 5
DT230030R | Asia | USD | Type 2, 300V, 3 0 | 229.14 | EA | 0
PB10VS2QV3C | United States | USD | MOLD,CABLE TO VERT STL,45 | 153.72 | EA | 1
ELC16FS2 | United States | USD | COUPLER,LENTON FORM SAVER | 3.69 | EA | 1
RJE592Q | Europe | USD | MOLD RJE592Q | 596.26 | EA | 1
TAC9J3Q | United States | USD | MOLD,CABLE,HORZ TEE | 212.91 | EA | 1
CA25PLUSXF19 | United States | USD | CADWELD PLUS,#25,XF19, | 10.86 | EA | 20
HDTAD3A3A | United States | USD | MOLD,CABLE,HORZ TEE | 451.38 | EA | 0
CAVHP1Y | United States | USD | MOLD,CABLE,TO VERT CAST I | 233.95 | EA | 1
VVC1HV4 | United States | USD | MOLD,CABLE TO VERT STL,VE | 212.91 | EA | 1
LJCJGY6 | United States | USD | MOLD,CABLE TO BUS/LUG,HO | 212.91 | EA | 1
LACS6EG | United States | USD | MOLD,CABLE TO BUS/LUG,HOR | 212.91 | EA | 1
SRGC46BR | Asia | USD | . | 25.6 | EA | 1
PTDY8Y8 | United States | USD | MOLD,CABLE,HORZ THRU PARA | 451.38 | EA | 1
MBTM25 | United States | USD | MAST,SYSTEM,3000,25 FT LG | 1.72 | EA | 1
SBRT36100139 | United States | USD | TOOL,STRIP,3/16X4,6SOLX11 | 173.92 | EA | 1
LPA32158 | Asia | USD | BASE,ALUMINUM,STRAIGHT | 25.62 | EA | 1
HDXBV3Q9FW | United States | USD | MOLD,CABLE,HORZ X LAPPED | 1015.7 | EA | 1
EL3622A2 | United States | USD | COUPLER,LENTON STANDARD,# | 62.48 | EA | 1
VBC2GV8C | United States | USD | MOLD,CABLE TO VERT STL,VE | 212.91 | EA | 1
PB71LS3B001 | United States | USD | MOLD,CABLE,TO BUS/LUG,HOR | 516.29 | EA | 1
FLXPLAM0067 | United States | USD | FLEXIBAR,ADV,2X15.5X0.8MM | 257.13 | EA | 1
TDXFUSE | United States | USD | PROTECTOR,SURGE | 56.24 | EA | 1
611300LH01 | United States | USD | ROD,GRD,1/2X10,CU BONDED | 26.55 | EA | 5
RBTSC26050M | United States | USD | BASIN,POURING,#18 HORIZ | 975.26 | EA | 1
534018ABB21 | United States | USD | FLEXIBAR,ADV,4X24X1MM,ABB | 160.99 | EA | 1
TP-SGAP-008 | United States | USD | SPARKGAP RAIL, 18V 3 TERM | 262.19 | EA | 1
285061B | United States | USD | KIT,FLEXIBAR,LAM FUJI 1.6 | 1533.218 | EA | 10
561157 | United States | USD | BLOCK,SPLICE,630A,1000V | 162.46 | EA | 1
6138529 | United States | USD | ROD,GRD,3/8X5,CU BONDED | 39.41 | EA | 5
556770 | United States | USD | BRAID,PREFAB,100X23X2.1MM | 5.24 | EA | 10
SLP10K1F | United States | USD | PROTECTOR,LINE,SUBSCRIBER | 169 | EA | 1
EL36P9J | United States | USD | COUPLER,LENTON POSITION,W | 143.82 | EA | 1
631340 | United States | USD | ROD,GRD,1/2X4,SEC,CU BOND | 19.46 | EA | 5
549370 | Asia | USD | CABS 4/5 T MODULE | 45.57 | EA | 1
LPA2932F2M | United States | USD | ADAPTER,AL,COUPL.,1/2IN | 17.34 | EA | 1
554730 | United States | USD | POLY,SLEEVE,100 M,BLACK, | 1.19 | MR | 1
LPA371SA | United States | USD | PIPE,CLAMP,SUBASSEMBLY | 193.32 | EA | 1
EL57TA12 | United States | USD | COUPLER,LENTON,A12,#18, | 115.32 | EA | 1
RBWS2620RHM | United States | USD | BASIN,POURING,#18 SPECIAL | 671.5 | EA | 1
GCR182Q | United States | USD | MOLD,CABLE TO GRD ROD,VER | 289.29 | EA | 1
CMC16PAJ | Europe | USD | MOLD CMC16PAJ | 212.91 | EA | 1
25PLUSF20 | United States | USD | CADWELD PLUS,#25,F20 | 5.9 | EA | 20
VBC1H | United States | USD | MOLD,CABLE TO VERT STL,VE | 212.91 | EA | 1
B122DE | United States | USD | LUG,CU,3/16 X 1 W/2-9/16 | 16.9 | EA | 10
548680 | Asia | USD | ISO TP 100M12 | 21.36 | EA | 10
PCCY6Y6 | United States | USD | MOLD,CABLE, HORZ TAP PARA | 212.91 | EA | 1
LAC2GEG | United States | USD | MOLD,CABLE TO BUS/LUG,HOR | 212.91 | EA | 1
EGBA14212DD | United States | USD | BAR,GRD BUS,1/4 X 2 X 12 | 102 | EA | 1
569206 | United States | USD | DISTRI. BLOCK UDF12C500AL | 84.23 | EA | 1
MBA11CCL | United States | USD | MOLD,BLANK,3 X 3 X 6 IN,S | 172.75 | EA | 1
534403 | United States | USD | IBSB ADV 25-530-6 | 15.97 | EA | 10
534034FL08 | United States | USD | FLEXIBAR,ADV,6X40X1,FL | 159.58 | EA | 1
LL32B1MG | United States | USD | LENTON LOCK,B-SERIES, | 141.88 | EA | 1
SBTBBU412CWPW2 | United States | USD | BOND,BOOTLEG,3/16,12 LONG | 20.69 | EA | 100
XACY7Y5 | Europe | USD | MOLD XACY7Y5 | 212.91 | EA | 1
TAC2GSFHQ | United States | USD | MOLD,CABLE,HORZ TEE | 212.91 | EA | 1
CAHBA1H20 | United States | USD | MOLD,CABLE TO HORZ CAST I | 129.72 | EA | 1
EGBA14418AA | United States | USD | BAR,GRD BUS,1/4 X 4 X 18 | 216 | EA | 1
SBXST6AX | United States | USD | WELDER,HEAD BOND,3/16X6 | 358.5 | EA | 1
XL200 | Asia | USD | WELD METAL,ALLOY,F20, EXOL | 78.25 | EA | 20
XBK4L3Q | United States | USD | MOLD,CABLE,HORZ X LAPPED | 966.13 | EA | 1
EL2216A2 | United States | USD | COUPLER,LENTON,A2,TRANSIT | 39.16 | EA | 1
VBCS7V2W | United States | USD | MOLD,CABLE TO VERT STL,VE | 233.07 | EA | 1
RJC511H | United States | USD | MOLD,CABLE TO REBAR,VERT | 212.91 | EA | 1
S3V65M | United States | USD | MOLD,CABLE,HORZ SPLICE HI | 935.06 | EA | 1
534031IR01 | United States | USD | FLEXIBAR,ADV,3X40X1MM,IR | 148.65 | EA | 1
534058GE03 | United States | USD | FLEXIBAR,ADV,10X100X1,GE | 1815.1 | EA | 1
A12818A1 | United States | USD | ROD,SAMPLE,8 IN LONG,3/4 | 7.3 | EA | 1
EL30A2N | United States | USD | COUPLER,LENTON,SOURCED,A2 | 37.88 | EA | 1
LPA663CTO | United States | USD | ROD,AL,THREADED,5/8IN DIA | 5.79 | EA | 1
LPC752 | United States | USD | PLATE,CU,GROUND,20AWG, | 643.27 | EA | 1
SBPAJB32 | United States | USD | BOND,PLUG,S5 32 LONG | 12.08 | EA | 50
RRC52Y3 | United States | USD | MOLD,CABLE TO REBAR,HORZ | 212.91 | EA | 1
HAA1H2.50 | United States | USD | MOLD,CABLE TO HORZ STL,HO | 129.72 | EA | 1
GPECEBH0241K024 | United States | USD | ELECTRODE,GRD PLATE,1/16X | 295.05 | EA | 1
LECY5PAM | United States | USD | MOLD,CABLE TO BUS/LUG,HOR | 212.91 | EA | 1
A801A02F | United States | USD | CABLE,CU,BARE,2/0 RLAY,7X | 5.57 | EA | 1
433415 | Europe | USD | ROD,GRD,3/4X1.5M,CU CLAD | 29.82 | EA | 5
EL22D14SS | United States | USD | ANCHOR,LENTON TERMINATOR, | 171.39 | EA | 18
DT2550M | United States | USD | TYPE 2 MODULE, 550V | 62.22 | EA | 1
SVR2Q8F | United States | USD | MOLD,CABLE,VERT SPLICE | 289.29 | EA | 1
551060 | United States | USD | BUSBAR,SUPPORT,UBS 1/10TN | 189.69 | EA | 1
LPC273CTO | Asia | USD | ROD, SOLID EXTENSION, CU 5/8 DIA, CTO | 33.85 | EA | 1
508051 | United States | USD | BRAID,FLEXIBLE, | 1040.78 | EA | 1
YR3003RH | United States | USD | MOLD,CABLE,HORZ Y 45 DEG | 466.79 | EA | 1
CAVST1G | United States | USD | MOLD,CABLE TO VERT STL,45 | 207.39 | EA | 1
A934A013 | United States | USD | TAPE,ELECTRICAL,SEMI-COND | 42.61 | EA | 1
HSC2Q1 | United States | USD | MOLD,CABLE TO HORZ STL,HO | 212.91 | EA | 1
814400 | United States | USD | GROUND ROD,GALV,PTD,1X10 | 155.46 | EA | 5
B102EH | United States | USD | LUG,CU,1/4 X 2 W/2-9/16 H | 46.54 | EA | 5
RCE53Y4 | Europe | USD | MOLD RCE53Y4 | 596.26 | EA | 1
WS2482LHD | United States | USD | BASIN,POURING,#9 HORIZ, S | 4794.62 | EA | 1
EGBA14612QQ | United States | USD | BAR,GRD BUS,1/4 X 6 X 12 | 300.16 | EA | 1
VSC8D | United States | USD | MOLD,CABLE TO VERT STL,45 | 212.91 | EA | 1
RBT8101HS | United States | USD | SPLICE,KIT,#8 CADWELD T-S | 219.44 | EA | 1
EL16P8 | United States | USD | COUPLER,LENTON,POSITION, | 93.78 | EA | 1
RBT7101B | United States | USD | MATERIAL,FILLER,#7 T-SERI | 33.27 | EA | 1
HSC1L001 | United States | USD | MOLD,CABLE TO HORZ STL,HO | 212.91 | EA | 1
FLXPIR0012 | United States | USD | FLEXIBAR,ADV,3X40X1MM,IR, | 256.6 | EA | 1
EGBA14418GG | United States | USD | BAR,GRD BUS,1/4 X 4 X 18 | 216 | EA | 1
PCC2L1E | United States | USD | MOLD,CABLE,HORZ TAP PARAL | 212.91 | EA | 1
DT135020R | United States | USD | DIVERTER, TYPE 1, 350V,20 | 313.82 | EA | 1
HDGBF18W | United States | USD | MOLD,GRD ROD,TO ROD/RECEP | 527.44 | EA | 1
TAC8G8G | United States | USD | MOLD,CABLE,HORZ TEE | 212.91 | EA | 1
CAHCA2CD | United States | USD | MOLD,CABLE TO HORZ STL,HO | 129.72 | EA | 1
PBK279 | United States | USD | KIT,BOND,BRAID,IBSB,ADV, | 13232.7 | EA | 1
EDT27511R | Europe | USD | ENHANCED TYPE 2, 75V, 1 1 | 250.73 | EA | 1
LC16S2ESD | United States | USD | SLEEVE,S2 SERIES,EPOXY | 54.29 | EA | 1
PTC9E2Q | United States | USD | MOLD,CABLE, HORZ THRU PAR | 212.91 | EA | 1
LPA590 | United States | USD | CLAMP,AL,ADJUSTABLE,PIPE, | 87.62 | EA | 1
A811G20F50 | United States | USD | STOCK,BAR,CU,20GA X 4 IN | 1075.05 | EA | 1
LPC37158 | Asia | USD | MOUNT,PIPE,HORX CASTING ASS | 67.11 | EA | 1
SSC3D3Q | United States | USD | MOLD,CABLE,HORZ SPLICE | 212.91 | EA | 1
EGBA14212BB | United States | USD | BAR,GRD BUS,1/4 X 2 X 12 | 102 | EA | 1
ISOMMB50 | United States | USD | BRACKET,ISOLATED,DOWNCOND | 48.4 | EA | 1
XACY8Y6 | Europe | USD | MOLD XACY8Y6 | 212.91 | EA | 1
EP4X8 | United States | USD | COUPLER,ANCHOR,FORMSAVER | 22.19 | EA | 1
613450 | Europe | USD | EARTH ROD,CU BOND,POINTED | 40.48 | EA | 5
VBCS5 | United States | USD | MOLD,CABLE TO VERT STL,VE | 212.91 | EA | 1
UTB30DP | Asia | USD | PROTECTOR,SURGE,UTB,2PAIR,PLUGABLE,30V,8 | 201.29 | EA | 1
LPC448 | Asia | USD | BASE,TERMINAL,AIR,CAST,CROSS RUN | 131.15 | EA | 1
B242JGBLK | United States | USD | LUG,CU,1/2 X 1 1/2 X4 1/2 | 67.14 | EA | 0
RHC521V | United States | USD | MOLD,CABLE TO REBAR,HORZ | 212.91 | EA | 1
B399B | Asia | USD | CLAMP, HANDLE MINI E-Z | 98.9 | EA | 1
LQJEH2G | United States | USD | MOLD,CABLE TO BUS/LUG,VER | 882.44 | EA | 1
CAHAAW3A | United States | USD | MOLD,CABLE TO HORZ STL,HO | 129.72 | EA | 1
508053 | Asia | USD | FleXbus Cond., 1,280 mm?, 5,000 mm | 1595.66 | EA | 1
549020 | United States | USD | BUSBAR TCB 30X5X2000 | 432.67 | EA | 4
EGBA14418MM | United States | USD | BAR,GRD BUS,1/4 X 4 X 18 | 216 | EA | 1
556680 | Asia | USD | BRAID MBJ 25-150-10 | 5.31 | EA | 10
PQD120MA | United States | USD | MODULE, TD,150V,50KA,TDSA | 516.59 | EA | 1
RHC512L | United States | USD | MOLD,CABLE TO REBAR,HORZ | 212.91 | EA | 1
LPC236BST | United States | USD | POINT,CU,5/8X30IN,1/2THR | 43.81 | EA | 1
SSC2B | United States | USD | MOLD,CABLE,HORZ SPLICE | 212.91 | EA | 1
566580GA01 | United States | USD | BUSBAR,FLEXIBLE,SUMMUM 2M | 110.34 | EA | 1
TAC8C2G | United States | USD | MOLD,CABLE,HORZ TEE | 212.91 | EA | 1
ZCCSS23 | United States | USD | MOLD,CABLE,NO BUILD-UP | 212.91 | EA | 1
EGBA14312LL | United States | USD | BAR,GRD BUS,1/4 X 3 X 12 | 126 | EA | 1
615800HA01UL | United States | USD | ROD,GRD,5/8X10,CU CLAD,10 | 46.4 | EA | 5
GTC14T2 | United States | USD | MOLD,CABLE TO GRD ROD,VER | 212.91 | EA | 1
715125 | United States | USD | LUG,CABLE,PKS95/12-H | 6.94 | EA | 50
VBC2CV4 | United States | USD | MOLD,CABLE TO VERT STL,VE | 212.91 | EA | 1
TAC2P1G | United States | USD | MOLD,CABLE,HORZ TEE | 212.91 | EA | 1
EGBA14236BB | United States | USD | BAR,GRD BUS,1/4 X 2 X 36 | 270 | EA | 1
EGBA14372GG | United States | USD | BAR,GRD BUS,1/4 X 3 X 72 | 675 | EA | 1
568805 | United States | USD | BLOCK,JUNCTION,PEN-D 100 | 118.38 | EA | 1
TACL9L9 | United States | USD | MOLD,CABLE,HORZ TEE | 212.91 | EA | 1
VSCY4V21C | Europe | USD | MOLD VSCY4V21C | 212.91 | EA | 1
B160V | Europe | USD | FRAME,VERT SPLIT,VERT | 308.86 | EA | 1
554343 | United States | USD | BRAID,EARTH,SS,50MM2,CPI | 20.73 | EA | 10
EL32P9JQ | United States | USD | COUPLER,LENTON POSITION, | 200.98 | EA | 1
561510 | United States | USD | BUSBAR,SUPPORT,KIT,UBS | 188.98 | EA | 1
558237ADV | United States | USD | IBSBADV 50-270-8-10 E&I | 7.61 | EA | 100
ECB14212 | United States | USD | COPPER BAR,1/4X2X12 LG, | 38.34 | EA | 1
PTC9F2B | United States | USD | MOLD,CABLE, HORZ THRU PAR | 212.91 | EA | 1
GT1162CPLUS | United States | USD | ONE-SHOT,CABLE TO GRD ROD | 27.06 | EA | 6
562122 | United States | USD | BRAID,SHUNT,INSULATED, | 9.89 | EA | 10
LAC2LEEW | United States | USD | MOLD,CABLE TO BUS/LUG,HOR | 233.07 | EA | 1
PB80LS3SJK003 | United States | USD | MOLD,CABLE TO BUS/LUG,HOR | 697.55 | EA | 1
EL25PPPN | United States | USD | CAPPLUG,PARALLEL,P13L/P14 | 1.06 | EA | 100
534124 | United States | USD | BUSBAR,FLEXIBLE,ADVANCED, | 198.34 | EA | 2
EL20C3JQ | United States | USD | COUPLER,LENTON,HALF,C3J, | 49.51 | EA | 1
568715 | United States | USD | EARTHBAR EB20AL | 4.87 | EA | 20
VVRY3 | Europe | USD | MOLD VVRY3 | 289.29 | EA | 1
PBCT9S5RHX | United States | USD | FRAME,WELDER,2/0 COMPOSIT | 346.01 | EA | 1
BMCPAJPAJ | United States | USD | MOLD,BUS BAR,HORZ TEE BAR | 212.91 | EA | 1
508114 | Asia | USD | FleXbus Ext. Type 2, 640 mm? | 111.73 | EA | 1
XAC2L2G | United States | USD | MOLD,CABLE,HORZ X SAME | 212.91 | EA | 1
B540A904 | United States | USD | BUSBAR,GRD,CU,1/4X6X36 IN | 287.27 | EA | 1
XLVTC1H | United States | USD | MOLD,CABLE TO VERT STL,HO | 252.73 | EA | 1
TAC1L2C | United States | USD | MOLD,CABLE,HORZ TEE | 212.91 | EA | 1
LPC63558 | United States | USD | ADAPTER,CU,FLASHING FOR | 46.41 | EA | 1
508021 | United States | USD | BRAID,FLEXIBLE, | 426.7 | EA | 1
ARC2210SS | United States | USD | COUPLER,ASSY,WITH AIR TER | 124.71 | EA | 1
VFC1LV4 | United States | USD | MOLD,CABLE TO VERT STL,VE | 212.91 | EA | 1
SB20175CWPW2 | United States | USD | BOND,KIT,JOINT,5/16 TAB, | 15.6 | EA | 60
TAC3A9F | United States | USD | MOLD,CABLE,HORZ TEE | 212.91 | EA | 1
SBTBB336B | United States | USD | BOND,BOOTLEG,3/16 6 LONG | 4.34 | EA | 1
508044 | Asia | USD | FleXbus Cond., 960 mm?, 6,000 mm | 1479.89 | EA | 1
SSCW3 | United States | USD | MOLD,CABLE,HORZ SPLICE | 212.91 | EA | 1
RRH572L | United States | USD | MOLD,CABLE TO REBAR,HORZ | 373.05 | EA | 1
534438 | Asia | USD | IBSB ADV 185-630-10-12 | 105.46 | EA | 2
CAHEA1G6 | United States | USD | MOLD,CABLE TO HORZ CAST I | 129.72 | EA | 1
SSC2V3D | United States | USD | MOLD,CABLE,HORZ SPLICE | 212.91 | EA | 1
B545A09 | United States | USD | BRACKET,MOUNTING,4 IN BUS | 18.79 | EA | 0
LPA30558H | Asia | USD | BASE,AL,HORZ MOUNT,5/8 IN POINT | 24.15 | EA | 1
GTC182GHQ | United States | USD | MOLD,CABLE TO GRD ROD,VER | 212.91 | EA | 1
554403B | United States | USD | BRAID,SS,LUG,50MM2,BULK | 71.93 | EA | 50
PGP1V1V | United States | USD | MOLD,CABLE, HORZ THRU PAR | 233.95 | EA | 1
CC58M | United States | USD | COMPRESSION COUPLER | 18.06 | EA | 25
LPA2942F5F | United States | USD | ADAPTER,AL,COUPL.,1/2IN | 17.34 | EA | 1
B544A017 | United States | USD | BAR ASSY,GRD BUS,1/4X4X20 | 134.36 | EA | 1
RCE542QM | United States | USD | MOLD,CABLE TO REBAR,VERT | 431.58 | EA | 1
534036ABBI11 | United States | USD | FLEXIBAR,ADV,10X40X1,ABBI | 191.98 | EA | 1
PCCW6W6 | Europe | USD | MOLD PCCW6W6 | 198.99 | EA | 1
RBWS2224M | United States | USD | BASIN,POURING,#18 75 DEGR | 515.06 | EA | 1
PB80LS3QJK003 | United States | USD | MOLD,CABLE TO BUS/LUG,HOR | 697.55 | EA | 1
545239 | United States | USD | BRAID,FLAT,TINNED,COPPER | 19.33 | EA | 1
A929H005 | United States | USD | WASHER,SEALING,1/2 NEOPRE | 5.08 | EA | 1
LPCAR0510 | United States | USD | TERMINAL,AIR,500MM,10MM D | 35.14 | EA | 1
PBCS6M | United States | USD | MOLD,BOND,14.5MM COMPOSIT | 153.72 | EA | 1
VVR9FV6W | United States | USD | MOLD,CABLE TO VERT STL,VE | 309.45 | EA | 1
TGBSPLICEKIT | United States | USD | SPLICE,KIT,GRD,BUS,TGB | 76.32 | EA | 1
PGCY5Y3 | United States | USD | MOLD,CABLE,HORZ THRU PARA | 212.91 | EA | 1
LJCEG2G | United States | USD | MOLD,CABLE TO BUS/LUG,HOR | 212.91 | EA | 1
683400 | United States | USD | ROD,GROUND,SS,3/4X10 | 311.17 | EA | 5
GTC14Y5 | Europe | USD | MOLD GTC14Y5 | 212.91 | EA | 1
558135 | United States | USD | BRAID,SHUNT,INSULATED | 29.21 | EA | 1
XACY6W3 | United States | USD | MOLD,CABLE,HORZ X SAME PL | 212.91 | EA | 1
ELPP | United States | USD | TRANSFORMER,ELECTRICAL ST | 772.76 | EA | 0
LPA5962 | Asia | USD | CLAMP,PIPE,U-BOLT | 41.82 | EA | 1
B165 | Asia | USD | RECEPTACLE, AIRCRAFT GROUNDING | 180.09 | EA | 1
A928D022 | United States | USD | NUT,STEEL,HEX,2 3/4-8 | 138.91 | EA | 1
SES200240DCM | United States | USD | PROTECTOR,SURGE,240VDELTA | 6409.6 | EA | 1
B117C | United States | USD | DISK,STL,1-1/2 INCH,11 PE | 0.13 | EA | 10
A929A101 | United States | USD | WASHER,FLAT,1/2 S.S. | 0.55 | EA | 250
A170A03 | United States | USD | PLATE,BACKING,GRAPHITE, | 18.6 | EA | 1
GTC149FW | United States | USD | MOLD,CABLE TO GRD ROD,VER | 273.39 | EA | 1
LPC265 | United States | USD | POINT,CU,TUBULAR,5/8X24IN | 89.88 | EA | 1
A239HB2S242Q1RH | United States | USD | CLAMP,FENCE,4/0 FLEX,4/0 | 371.13 | EA | 0
VSC9AV3C | United States | USD | MOLD,CABLE TO VERT STL,45 | 212.91 | EA | 1
DT2750M | United States | USD | TYPE 2 MODULE, 750V | 60.79 | EA | 1
HDTAC2Q1L | United States | USD | MOLD,CABLE HORZ TEE | 212.91 | EA | 1
EPD1224ATAAR1 | United States | USD | ERICO PROTECTION DEVICE, | 427.14 | EA | 1
LPC128250 | United States | USD | CABLE,CU,SMOOTH WEAVE,24 | 9.27 | FT | 250
SSCY6Y2 | United States | USD | MOLD,CABLE,HORZ SPLICE | 212.91 | EA | 1
LPA31812 | Europe | USD | BASE,AL,SIDE MOUNT,1/2IN | 25.91 | EA | 1
SBB2721CS72 | United States | USD | SHUNT,BASE,HARD | 110.93 | EA | 1
534034GE14 | United States | USD | FLEXIBAR,ADV,6X40X1MM,GE, | 232.19 | EA | 10
285033L2 | United States | USD | KIT,FLEXIBBAR,LAM | 631.253 | EA | 1
LPA537 | United States | USD | PLATE,AL,CAST,FLAT METAL, | 15.12 | EA | 1
VBC9DV3C | United States | USD | MOLD,CABLE TO VERT STL,VE | 212.91 | EA | 1
RBHSA9050F | United States | USD | BASIN,POURING,#11 HORIZ S | 570.44 | EA | 1
GPECEBH0242L024 | United States | USD | ELECTRODE,GRD PLATE,1/16X | 122.36 | EA | 1
S3537 | United States | USD | CASE,CADDY,ATTACHE, CASE | 118.24 | EA | 0
B548A53 | United States | USD | MOUNTING,KIT,1/2-5/8X1-2W | 15.19 | EA | 0
534010SE15 | United States | USD | FLEXIBAR,ADV,2X20X1,SE | 47.86 | EA | 1
PTC9G1G | United States | USD | MOLD,CABLE, HORZ THRU PAR | 212.91 | EA | 1
505636 | United States | USD | BUSBAR,CU,SPECIAL,GEXPR0 | 99.64 | EA | 0
PCC2V2Q | United States | USD | MOLD,CABLE, HORZ TAP PARA | 212.91 | EA | 1
B396 | United States | USD | CLAMP,MAGNETIC,SINGLE | 792.33 | EA | 1
EL36SASA3900 | United States | USD | COUPLER,LENTON,SASA,DBL | 383.2 | EA | 1
LPA241ST | United States | USD | POINT,AL,BLUNT,5/8 X 10IN | 9.67 | EA | 1
PC010C | United States | USD | CLIP,CABLE,COPPER | 2.43 | EA | 50
PB41HA1G | United States | USD | MOLD,CABLE TO HORZ STL,HO | 100.45 | EA | 1
SBTBJ3360B | United States | USD | BOND,JUMPER,3/16 & 3/4 TA | 12.63 | EA | 1
534003 | Asia | USD | FLEX ADV2MTC 9X9X0,8 | 137.91 | EA | 4
TACY8Y3 | United States | USD | MOLD,CABLE,HORZ TEE | 212.91 | EA | 1
MBB31 | United States | USD | BLANK,MOLD,150200 Q PRICE | 197.43 | EA | 1
XLB961A2 | United States | USD | FILTER,EXOLON,2 1/2 IN DI | 4.79 | EA | 1
GRC181V | United States | USD | MOLD,CABLE TO GRD ROD,VER | 212.91 | EA | 1
ERICORE070T | United States | USD | DOWNCONDUCTOR,LIGHTNING, | 11356 | EA | 1
EGBB14410FF | United States | USD | BAR,GRD BUS,1/4 X 4 X 10 | 124 | EA | 1
LPA2832F2M | United States | USD | ADAPTER,AL,SWIVEL,1/2IN | 29 | EA | 1
813480 | United States | USD | GROUND ROD,GALV,POINTED, | 47.17 | EA | 5
NDFP190Y6 | United States | USD | MOLD,CABLE TO GRD ROD,HOR | 507.28 | EA | 1
534007 | United States | USD | FLEX ADV2MTC 4X15,5X0,8 | 93.79 | EA | 4
CATAN2G2G | United States | USD | MOLD,CABLE,HORZ TEE | 261.02 | EA | 1
VVC1VV6 | United States | USD | MOLD,CABLE TO VERT STL,VE | 212.91 | EA | 1
LPC30938 | United States | USD | BASE,CU,POINT,3/8IN, | 47.82 | EA | 1
LPC238BST | United States | USD | POINT,CU,5/8X48IN,1/2THR | 68.03 | EA | 1
LAC2QJK | United States | USD | MOLD,CABLE TO BUS/LUG,HOR | 212.91 | EA | 1
SBB200B | Asia | USD | MOLD,WEB SIGNAL BOND,3/16X3/4 TAB,TB5 PA | 140.21 | EA | 1
LPC1271640 | United States | USD | CABLE, CU, ROPELAY, .32 | 9.76 | FT | 1640
LPA227ST | United States | USD | POINT,AL,BLUNT,1/2 X 36IN | 19.16 | EA | 1
RBW39911 | United States | USD | ADAPTER,SPEED SLEEVE,#11 | 8.53 | EA | 1
GHR2Q16 | Europe | USD | MOLD GHR2Q16 | 289.29 | EA | 1
EGBA38416GG | United States | USD | BAR,GRD BUS,3/8 X 4 X 16 | 210 | EA | 1
RBW7399H | United States | USD | INSTALLATION KIT,EQUIP,#9 | 1626.97 | EA | 1
RRC53Y7 | United States | USD | MOLD,CABLE TO REBAR,HORZ | 212.91 | EA | 1
VSC1GV1.25 | United States | USD | MOLD,CABLE TO VERT STL,45 | 212.91 | EA | 1
553430 | United States | USD | CONNECTOR,BUS BAR,CABLE T | 3.11 | EA | 15
RDH561V | United States | USD | MOLD,CABLE TO REBAR, | 373.05 | EA | 1
534034ARZ35 | United States | USD | FLEXIBAR,ADV,6X40X1MM,ARZ | 419.1 | EA | 10
RCE561K | United States | USD | MOLD,CABLE TO REBAR,VERT | 596.26 | EA | 1
PB20TA2W3S | United States | USD | MOLD,CABLE,HORZ TEE CONC | 153.72 | EA | 1
534048CPTM01 | United States | USD | FLEXIBAR,ADV,10X63X1,CPTM | 808.85 | EA | 1
PCC2Q3Q | United States | USD | MOLD,CABLE, HORZ TAP PARA | 212.91 | EA | 1
ESB2/0 | United States | USD | CONNECTOR,SPLIT BOLT,SIL | 8.94 | EA | 25
534026PDI49 | United States | USD | FLEXIBAR,ADV,5X32X1MM,PDI | 171.43 | EA | 10
LJCPALY5 | Europe | USD | MOLD LJCPALY5 | 212.91 | EA | 1
556710 | United States | USD | BRAID,PREFAB,300MM,150A | 8.34 | EA | 10
EL43TA2D6 | United States | USD | COUPLER,LENTON,#14 (3.5MM | 122.54 | EA | 1
534023TXT01 | United States | USD | FLEXIBAR,ADV,2X32X1MM,TXT | 35.8 | EA | 50
A927K088 | United States | USD | SCREW,SOCKET HEAD,SHOULDE | 3.58 | EA | 0
SBTBJ3624 | United States | USD | BOND,JUMPER,3/16 & 1 1/2 | 10.88 | EA | 25
PTC2L1G | United States | USD | MOLD,CABLE,HORZ THRU PARA | 212.91 | EA | 1
SBS8TCINS | United States | USD | BOND STRAND,INSUL,S8 TINN | 2.48 | EA | 100
XLHAC1V012 | United States | USD | MOLD,CABLE TO HORZ STL,HO | 252.73 | EA | 1
PBW33S9B | United States | USD | BOND,STUB END WEB,500 RLA | 40.02 | EA | 50
XLTAC2G1H | United States | USD | MOLD,CABLE,HORZ TEE | 159.44 | EA | 0
CAB112 | United States | USD | SLEEVE,CU,.212 ID X .264 | 0.83 | EA | 100
ERICORE087T | United States | USD | DOWNCONDUCTOR,LIGHTNING, | 12673.676 | EA | 1
B396BA | United States | USD | MAGNET,RECT,CHANNEL TYPE, | 177.49 | EA | 0
534057PSC06 | United States | USD | FLEXIBAR,ADV,8X100X1,PSC | 539.43 | EA | 1
ERICORE006T | United States | USD | DOWNCONDUCTOR,LIGHTNING, | 2047.35 | EA | 1
XL400F80 | United States | USD | WELD METAL,ALLOY,F80, | 94.85 | EA | 20
MBB40 | United States | USD | MOLD,BLANK,90115 C PRICE | 183.99 | EA | 1
GPECNED004 | United States | USD | ELECTRODE,GRD PLATE,4X4 | 38.83 | EA | 1
FLXPABB0061 | United States | USD | FLEXIBAR,ADV,2X20X1,ABB | 171.19 | EA | 1
PTCT2Y4 | United States | USD | MOLD,CABLE,HORZ THRU PARA | 212.91 | EA | 1
G598 | United States | USD | ROD,GRD,FULL SIZE 5/8INX8 | 11.77 | EA | 0
RBWS2648C | United States | USD | BASIN,POURING,#7 HORIZONT | 570.44 | EA | 1
PQC100277/480 | United States | USD | PROTECTOR,SURGE,PQC100, | 1253.87 | EA | 1
TMGBA20L27P | Europe | USD | GRD BAR ASSY,TELECOM,CU,1 | 238 | EA | 1
SBTBJ3438 | United States | USD | BOND,JUMPER,3/16 & 1 TAB | 14.13 | EA | 25
RBT11101SVS | United States | USD | SPLICE,KIT,#11 CADWELD SP | 248.84 | EA | 1
PBW3S002LH | United States | USD | MOLD,CABLE,FORMED TERMIN | 87.08 | EA | 1
PB80LS3QCJK005 | United States | USD | MOLD,CABLE TO BUS/LUG,HOR | 697.55 | EA | 1
XACT1 | Europe | USD | MOLD XACT1 | 212.91 | EA | 1
GCHSC1011 | United States | USD | KIT,CLIP,GLUED RAIL TIE,1 | 239.12 | EA | 1
LPC5963 | United States | USD | CLAMP,PIPE,U-BOLT | 61.2 | EA | 1
PGC2G2G | United States | USD | MOLD,CABLE, HORZ THRU PAR | 212.91 | EA | 1
285048 | United States | USD | KIT,FLEXIBAR,ADV,MCS,6X40 | 633.16 | EA | 10
PB33SC3S3S | United States | USD | MOLD,CABLE,HORZ SPLICE SI | 153.72 | EA | 1
LPC580 | United States | USD | CLAMP,CU,PIPE GROUNDING, | 42.36 | EA | 1
XACY6Y2 | United States | USD | MOLD,CABLE,HORZ X SAME | 212.91 | EA | 1
NCR16Y4 | Europe | USD | MOLD NCR16Y4 | 289.29 | EA | 1
EL25D16CRN | United States | USD | ANCHOR,LENTON TERMINATOR, | 103.78 | EA | 20
EGBA14496NN | United States | USD | BAR,GRD BUS,1/4 X 4 X 96, | 1092 | EA | 1
EL32A2GV | United States | USD | COUPLER,LENTON,STANDARD, | 155.34 | EA | 1
534004AH02 | United States | USD | FLEXIBAR,ADV,3X13X0.5,AH, | 28.36 | EA | 1
5238GW | United States | USD | WIRE,GRD,3/8,10MIL,COPPER | 11.26 | EA | 0
SBTBBU412 | United States | USD | BOND,KIT,BOOTLEG 3/16 TIN | 8.43 | EA | 100
SGT24010R | Europe | USD | DIVERTER, SPARK GAP, TYPE | 152.63 | EA | 1
715057 | Asia | USD | CONTACT,RAIL,DOUBLE,DSK19/14- 16 | 13.45 | EA | 1
PQS300120/240 | United States | USD | PROTECTOR,SURGE,PQS300,12 | 2507.73 | EA | 1
DT27511R | Asia | USD | Type 2, 75V, 1 1 | 239.62 | EA | 0
VFC2G | United States | USD | MOLD,CABLE TO VERT STL,VE | 212.91 | EA | 1
534019STK01 | United States | USD | FLEXIBAR,ADV,5X24X1MM,STK | 47.56 | EA | 10
EM58SS | United States | USD | CLIP,FLANGE,HAMMER-ON,SS, | 1.85 | EA | 200
VSC1LV3 | United States | USD | MOLD,CABLE TO VERT STL,45 | 212.91 | EA | 1
PBCT92WLH | United States | USD | WELDER,C BOND,250KCM RLAY | 348.29 | EA | 1
LU28TDR14D | United States | USD | LENTON ULTIMATE,ANCHOR, | 41.51 | EA | 12
VFCY3 | United States | USD | MOLD,CABLE TO VERT STL,VE | 212.91 | EA | 1
HAA1D | United States | USD | MOLD,CABLE TO HORZ STL, | 129.72 | EA | 1
T031DJ | United States | USD | TOOL,COMP,NICOPRESS 31 DJ | 102999.99 | EA | 0
GRC16Y5 | Europe | USD | MOLD GRC16Y5 | 212.91 | EA | 1
SPDC50120/240 | United States | USD | PROTECTOR,SURGE,TDX50C,2P | 1760.45 | EA | 1
LPA30012 | United States | USD | COUPLER,TERMINAL,1/2 IN | 11.24 | EA | 1
A927F201 | United States | USD | BOLT,HEX HEAD,1/2-13 X 1- | 5.21 | EA | 1
389007 | Asia | USD | SUPERKLIP 28MM G | 773.29 | EA | 50
LPC136500 | United States | USD | CABLE,CU,CONCENTRIC,37 | 11.99 | EA | 500
ML500 | United States | USD | TOOL,QUICK-WEDGE,PIN DRIV | 19620.39 | EA | 1
B30113 | United States | USD | MOLD,COVER,GRAPHITE,3 X 3 | 49.17 | EA | 0
635883 | United States | USD | ROD,GRD,5/8X8,SEC,CU BOND | 44.97 | EA | 5
CAPCT1V1D | United States | USD | MOLD,CABLE, HORZ TAP PARA | 207.39 | EA | 1
508143 | Asia | USD | FleXbus IP55, Double Entry, 176/157/152 | 240.19 | EA | 1
ERICORE077T | United States | USD | DOWNCONDUCTOR,LIGHTNING, | 11361.796 | EA | 1
EGBA14250BD | United States | USD | BUSBAR,GRD,CU,1/4X2X50,BD | 377 | EA | 1
B122DE | Europe | USD | LUG,CU,3/16 X 1 W/2-9/16 | 16.9 | EA | 10
EL16CIPPBG250 | United States | USD | PROTECTOR,THREAD,A12 THD, | 0.48 | EA | 250
RRH592LM | United States | USD | MOLD,CABLE TO REBAR,HORZ | 284.59 | EA | 1
563200 | United States | USD | BLOCK,POLE,DISTRIBUTION | 108.34 | EA | 1
534042L3M | United States | USD | FLEXIBAR,ADV,10X50X1MM,3M | 1014.81 | EA | 1
CAHBA1H14 | United States | USD | MOLD,CABLE TO HORZ CAST | 129.72 | EA | 1
557460 | United States | USD | BRAID,ROUND,CU,50MMSQ,11M | 24.2 | MR | 1
TDX200M480D | Asia | USD | PROTECTOR,SURGE,480V DELTA 3W+G,200KA/P | 2493.68 | EA | 1
PTC2L2LW | United States | USD | MOLD,CABLE, HORZ THRU PAR | 253.23 | EA | 1
A809A04F30 | United States | USD | WIRE,CU,SOL,BARE,#6,HARD | 40.98 | EA | 1
PTC2Q2G | United States | USD | MOLD,CABLE,HORZ THRU PARA | 212.91 | EA | 1
LPC050IN0520.0 | United States | USD | CABLE, CU, SMOOTH WEAVE, | 12564.661 | EA | 1
HDGBD16W | United States | USD | MOLD,GRD ROD TO ROD/RECEP | 471.54 | EA | 1
PQDM3300B120 | United States | USD | PQDM-6-2P-120/240V, FSPM3 | 5467.24 | EA | 1
T393 | United States | USD | TOOL,SAFETY,GLASSES,ULTRA | 30.95 | EA | 1
548650 | United States | USD | INSULATOR,BUSBAR,ISO TP | 13.34 | EA | 10
LLCJK2Q | United States | USD | MOLD,CABLE TO BUS/LUG,VER | 212.91 | EA | 1
VFR8E | United States | USD | MOLD,CABLE TO VERT STL,VE | 289.29 | EA | 1
LPC150L1000 | United States | USD | CABLE,CU,MINI SMOOTH | 4.49 | FT | 1000
SES160F480D | United States | USD | SES, 160 KA, FILTER, 480V | 607.37 | EA | 1
LPC608 | United States | USD | POINT,CU,CONCEALED,5/8IN | 169.83 | EA | 1
GTC332V | United States | USD | MOLD,CABLE TO GRD ROD, | 212.91 | EA | 1
115 | Asia | USD | WELDMETAL, F20 115 GM | 22.15 | EA | 50
PBC12W13TA | United States | USD | BOND,C,JOINT,250KCM RLAY, | 30.9 | EA | 50
PTC2L1H | United States | USD | MOLD,CABLE, HORZ THRU PAR | 212.91 | EA | 1
PB13ST2L175CRLH | United States | USD | MOLD,CABLE TO RAIL,HORZ T | 208.86 | EA | 1
RJC54Y3 | Europe | USD | MOLD RJC54Y3 | 212.91 | EA | 1
PLUSCU15L1 | United States | USD | IGNITOR,CONTROL UNIT | 387.22 | EA | 1
508006 | Asia | USD | FleXbus Cond., 220 mm?, 8,000 mm | 513.06 | EA | 1
RCE581V | United States | USD | MOLD,CABLE TO REBAR,VERT | 596.26 | EA | 1
553030 | Asia | USD | BUSBAR CLAMP FC 50X32 ZB | 12.88 | EA | 3
RJC532L | United States | USD | MOLD,CABLE TO REBAR,VERT | 212.91 | EA | 1
BWCEAJ | United States | USD | MOLD,BUS/LUG TO VERT STL, | 212.91 | EA | 1
FGCF2 | United States | USD | CLAMP,GRD,2/0 STR,BRZ | 19.78 | EA | 0
INTCPTADM10 | United States | USD | ADAPTER,FITTING,ER2XXXSS, | 15.34 | EA | 1
ENCCAJCAJ | United States | USD | MOLD,BUS BAR,HORZ ELL BAR | 212.91 | EA | 0
PTC1D2G | United States | USD | MOLD,CABLE,HORZ THRU VERT | 212.91 | EA | 1
GYR182G | United States | USD | MOLD,CABLE TO GRD ROD,VER | 289.29 | EA | 1
EL38P9 | United States | USD | COUPLER,LENTON POSITION,# | 117.38 | EA | 1
SGT24010R | United States | USD | SPARK GAP TYPE 2, 40 KA, | 152.63 | EA | 1
LPC427 | United States | USD | POINT,CU,BARE,INDUSTRIAL | 352.62 | EA | 1
615850 | United States | USD | ROD,GRD,5/8X5,CU BONDED | 25.77 | EA | 5
S1V34 | United States | USD | MOLD,HV CABLE SPLICE,HORZ | 429.23 | EA | 1
S1V30M | United States | USD | MOLD,HV CABLE SPLICE,HORZ | 295.18 | EA | 1
TSM0062GR | United States | USD | STRUT,PIPE,CLAMP,1/2IN CT | 8.22 | EA | 100
SRGBC026 | United States | USD | GRID,SRG,8 X 26,26 GAGEX2 | 1504.51 | EA | 1
LPC318L38 | United States | USD | BASE,CU,PNT,3/8 THRD,CAST | 55.75 | EA | 1
ALUM5M | Asia | USD | MAST,AL,5M | 737.52 | EA | 1
545811 | United States | USD | DIE,TOOL,11MM | 149.6 | EA | 1
EFPC3KA | United States | USD | COLLAR,NYLON,MODIFIED | 226.07 | EA | 1
XLHAC2C013 | United States | USD | MOLD,CABLE TO HORZ STL,HO | 252.73 | EA | 1
534023EA01 | United States | USD | FLEXIBAR,ADV,2X32X1,EA | 100.53 | EA | 1
LPC55158 | United States | USD | LUG,CU,CAST,BONDING,5/8IN | 18.16 | EA | 1
HSC2VW | United States | USD | MOLD,CABLE TO HORZ STL,HO | 233.07 | EA | 1
VBC1C | United States | USD | MOLD,CABLE TO VERT STL,CA | 212.91 | EA | 1
EL28D6MG | United States | USD | COUPLER,LENTON TERMINATOR | 39.85 | EA | 1
LAC1LEE | United States | USD | MOLD,CABLE TO BUS/LUG,HOR | 212.91 | EA | 1
SBHFT7E | United States | USD | WELDER,BOND,3/16 HF T7 | 439.51 | EA | 1
LPC126R250 | Asia | USD | CABLE,CU,ROPELAY,28 STR 14 GA,250FT REEL | 8.05 | FT | 250
LED-5803-1 | United States | USD | DIVERTER,ENHANCED TYPE 2, | 786.39 | EA | 24
ELT110SM | United States | USD | WRENCH,SMALL INSP | 478.14 | EA | 1
RBW73911SVS | United States | USD | INSTALLATION KIT,EQUIP,#1 | 2311.35 | EA | 0
508112 | United States | USD | COPPER,BUSBAR, | 139.01 | EA | 1
RB212SC | United States | USD | SLEEVE,CAPLUG,#11 X 2 1/2 | 0.4 | EA | 0
LPA103IN0500.0L | United States | USD | CABLE, AL, SMOOTH WEAVE, | 5944.05 | EA | 1
GTC332Q | United States | USD | MOLD,CABLE TO GRD ROD,VER | 212.91 | EA | 1
EGBA12424NN | United States | USD | BAR,GRD BUS,1/2 X 4 X 24 | 450 | EA | 1
FLXPABB0074 | United States | USD | FLEXIBAR,ADV,8X32X1,ABB | 325.81 | EA | 1
564400 | United States | USD | BRAID,SHUNT,POWER,TINNED | 386.58 | EA | 1
LPA580 | United States | USD | CLAMP,AL,PIPE GROUNDING, | 27.73 | EA | 1
VBC2QV1.25 | United States | USD | MOLD,CABLE TO VERT STL,VE | 212.91 | EA | 1
PBW2WLH | United States | USD | MOLD,RAIL,CABLE HORZ TO W | 81.43 | EA | 1
LPA555 | Asia | USD | LUG,AL,CAST,BONDING,1/4INDIA BLT - MINI | 11.96 | EA | 1
LPC225BST | Asia | USD | AIR TERMINAL, CU, 1/2"x24" | 41.99 | EA | 1
569050 | United States | USD | BLOCK,SINGLE POLE,DISTRIB | 32.32 | EA | 1
RBVA9060F | United States | USD | BASIN,POURING,#11 VERTICA | 570.44 | EA | 1
HSC3AB | United States | USD | MOLD,CABLE TO HORZ STL,HO | 212.91 | EA | 1
EL20D6ES | United States | USD | COUPLER,LENTON TERMINATOR | 17.19 | EA | 1
RCE602G | United States | USD | MOLD,CABLE TO REBAR,VERT | 596.26 | EA | 1
250 | United States | USD | WELD METAL,CADWELD,F20 | 39.99 | EA | 10
B399Q | United States | USD | FRAME ASSY,ROD,ADJUSTABLE | 103.7 | EA | 1
SSCY7Y6 | United States | USD | MOLD,CABLE,HORZ SPLICE | 212.91 | EA | 1
GRT14C1K | United States | USD | MOLD,CABLE TO GRD ROD,VER | 207.39 | EA | 1
LPC345L38 | United States | USD | BASE,CU,CAST,RIDGE, | 84.08 | EA | 1
RTC542L | United States | USD | MOLD,CABLE TO REBAR,HORZ | 212.91 | EA | 1
LPC128500 | Europe | USD | CABLE,CU,SMOOTH WEAVE,24 | 7.95 | MT | 152
LPA674 | United States | USD | STRAP,AL,CABLE TO PIPE | 54.66 | EA | 1
615860SG01 | United States | USD | ROD,GRD,5/8X6,CU BONDED, | 19.43 | EA | 5
CC5A40K | United States | USD | CABLE,COMPOSITE,161 STR, | 17520.444 | EA | 1
A927F177 | United States | USD | BOLT,HEX HEAD,1/4-20 X 1/ | 0.39 | EA | 1
GYP31003M | United States | USD | MOLD,CABLE TO GRD ROD,VER | 158.37 | EA | 1
PB10LA4GEG | United States | USD | MOLD,CABLE TO BUS/LUG,HOR | 153.72 | EA | 1
568674 | United States | USD | EARTHING & NEUTRAL BUSBAR | 198.77 | EA | 1
PTC2G1D | United States | USD | MOLD,CABLE, HORZ THRU PAR | 212.91 | EA | 1
TACY4Y8 | United States | USD | MOLD,CABLE,HORZ TEE | 212.91 | EA | 1
FLXPLAM0090 | United States | USD | FLEXIBAR,ADV,3X9X0.8MM, | 347.4 | EA | 1
A929B039 | United States | USD | WASHER,LOCK,3/4 BRONZE | 3.19 | EA | 1
FLXPLAM0075 | Asia | USD | 718-A58331-001 | 147.34 | EA | 1
LPC537L | United States | USD | PLATE,CU,CAST,FLAT METCU, | 42.35 | EA | 1
EL20P9 | United States | USD | COUPLER,LENTON POSITION,# | 69.25 | EA | 1
534047GE11 | United States | USD | FLEXIBAR,ADV,8X63X1,GE | 452.22 | EA | 1
INTCPTSIIISO | United States | USD | ADAPTER, SII TO ISODC | 88.72 | EA | 1
PTCY9Y6 | Europe | USD | MOLD PTCY9Y6 | 212.91 | EA | 1
SBGT1161LPLUS | United States | USD | ONE SHOT,#3 SOL THRU #6 | 20.25 | EA | 6
CD4B | Asia | USD | CONDUIT CLAMP | 167.25 | EA | 100
NDF182QW | United States | USD | MOLD,4/0 CONC TO 3/4 CU C | 608.08 | EA | 1
GBJGT332CR2 | United States | USD | MOLD,GRD ROD,TO ROD/RECEP | 882.44 | EA | 1
534058NEX02 | United States | USD | FLEXIBAR,ADV,10X100X1,NEX | 567.4 | EA | 10
SBK227 | United States | USD | GROUNDING,KIT,ALUM BUNGAL | 510.31 | EA | 1
GFC182Q | United States | USD | MOLD,4/0 CONC TO NOM | 212.91 | EA | 1
BX12X10X8 | United States | USD | BOX,SHIPPING,12 X 10 X 8 | 2.77 | EA | 0
EL16P14L | United States | USD | COUPLER,LENTON,P14L,16MM, | 67.07 | EA | 1
EA027 | United States | USD | CABLE,ELECTRICAL,70M,FOR | 322.95 | EA | 1
EL12SAES | United States | USD | COUPLER,LENTON,SA,#4,EPOX | 21.82 | EA | 1
SBA252S0 | Asia | USD | RAIL CLIP, RETAINER 3/4IN BASE OF RAIL | 11.73 | EA | 1
LPC37012 | United States | USD | TERMINAL,AIR,BUSHING,COPP | 10.52 | EA | 1
SSCY6Y5 | United States | USD | MOLD,CABLE,HORZ SPLICE | 212.91 | EA | 1
EGBA14420HIG | United States | USD | BAR ASSY,GRD BUS,1/4X4X20 | 238 | EA | 1
285034L3 | United States | USD | KIT,FLEXIBBAR,LAM | 656.507 | EA | 1
LPC226 | United States | USD | POINT,CU,1/2IN X 30IN | 130.23 | EA | 1
VNC1TRH3 | United States | USD | MOLD,CABLE TO VERT STL,HO | 212.91 | EA | 1
ECRV123Q4D | United States | USD | GROUND ROD,ASSY,KIT,12FT, | 1748.54 | EA | 1
FC084 | United States | USD | CLAMP,UNIVERSAL,FENCE, | 82.28 | EA | 15
SVR2P2Q | United States | USD | MOLD,CABLE,VERT SPLICE | 289.29 | EA | 1
TDX100C240 | Asia | USD | TDX,COMPACT,240V 2W+G,100KA/PH | 736.92 | EA | 1
GRP371LW | United States | USD | MOLD,CABLE TO GRD ROD,VER | 274.32 | EA | 1
LPC2845F2M | United States | USD | ADAPTER,CU,SWIVEL,5/8IN | 46.41 | EA | 1
LJCCAJY8 | United States | USD | MOLD,CABLE TO BUS/LUG,HOR | 212.91 | EA | 1
508043 | Asia | USD | FleXbus Cond., 960 mm?, 5,000 mm | 1280.75 | EA | 1
563611 | Asia | USD | BRAID MBJYG 10-300-6 , Y/G INSULATED | 9.58 | EA | 10
GYE312C | United States | USD | MOLD,CABLE TO GRD ROD,VER | 596.26 | EA | 1
SBB32130 | United States | USD | IGNITOR ASSY,FLINT,30 LON | 138.81 | EA | 0
EPGAS122KIT07 | United States | USD | KIT,BUSBAR,PERIMETER,1/2X | 2254.88 | EA | 1
GRC372C | United States | USD | MOLD,CABLE TO GRD ROD,VER | 212.91 | EA | 1
PB13ST2GRH | United States | USD | MOLD,CABLE TO RAIL,HORZ T | 208.86 | EA | 1
FJ1T96 | United States | USD | JUMPER,FLEXIBLE,2 RLAY | 167.27 | EA | 1
534010LAM14 | United States | USD | FLEXIBAR,ADV,2X20X1MM,LAM | 107.42 | EA | 10
SBPAJA48 | United States | USD | BOND,PLUG,S1 48 LONG | 11.59 | EA | 50
ERICORE185U | United States | USD | DOWNCONDUCTOR,LIGHTNING, | 24270.024 | EA | 1
534010ABB30 | United States | USD | FLEXIBAR,ADV,2X20X1MM,ABB | 129.98 | EA | 1
VSC1TV21C | United States | USD | MOLD,CABLE TO VERT STL,45 | 212.91 | EA | 1
LPA105CTO | United States | USD | CABLE,LTNG,37STR X 4/0AWG | 2.83 | EA | 1
BBCEAJ | United States | USD | MOLD,BUS BAR,HORZ SPLICE | 212.91 | EA | 1
EL36D14SS | United States | USD | ANCHOR,LENTON TERMINATOR, | 552.58 | EA | 1
XLTWR107A3 | Europe | USD | XLTWR107A3 | 289.29 | EA | 1
EL57TP9 | United States | USD | COUPLER,LENTON POSITION,# | 215.74 | EA | 1
TACY8Y4 | United States | USD | MOLD,CABLE,HORZ TEE | 212.91 | EA | 1
CD9B | Asia | USD | CLAMP CONDUIT | 560.64 | EA | 0
A927T003 | United States | USD | STUD,SPECIAL,14-24NS 2A,N | 1.12 | EA | 0
534053RW13 | United States | USD | FLEXIBAR,ADV,10X80X1,RW | 318.53 | EA | 10
LPA532 | United States | USD | PLATE,AL,CAST,BONDING | 15.53 | EA | 1
FLXPLAM0045 | Asia | USD | 718-A58295-001 | 270.38 | EA | 1
PTD3A3AW | United States | USD | MOLD,CABLE,HORZ THRU | 491.7 | EA | 1
LJCFALY2 | United States | USD | MOLD,CABLE TO BUS/LUG,HOR | 212.91 | EA | 1
LK8GV | United States | USD | LENTON INTERLOK, HDG, | 83.55 | EA | 1
563920 | United States | USD | BLOCK,4,POLE DISTRIBUTION | 34.38 | EA | 1
SBB544A028 | United States | USD | BAR ASSY,GRD,1/4X4X16 W/9 | 138.81 | EA | 0
EL43T36P8 | United States | USD | COUPLER,LENTON,POS,TRANS, | 218.89 | EA | 1
NDR18Y4 | United States | USD | MOLD,CABLE TO GRD ROD,HOR | 289.29 | EA | 1
T416CKEY | United States | USD | KEY,FOR USE WITH T416C | 45.88 | EA | 1
GYR332G | United States | USD | MOLD,CABLE TO HORZ,STL,HO | 289.29 | EA | 1
ADCOMP056 | Asia | USD | TIP,FINIAL,BLUNT,D/SMKIVSS | 73.44 | EA | 1
PTC3Q1V | United States | USD | MOLD,CABLE, HORZ THRU PAR | 212.91 | EA | 1
550630 | United States | USD | BUSBAR,DETAIL,NO HOLES,40 | 470.33 | EA | 10
EL18A2N | United States | USD | COUPLER,LENTON,SOURCED,A2 | 15.44 | EA | 1
GLCCE2G | United States | USD | MOLD,CABLE TO LUG,HORZ SP | 212.91 | EA | 1
PTC1GY2 | United States | USD | MOLD,CABLE, HORZ THRU PAR | 212.91 | EA | 1
285023L3 | United States | USD | KIT,FLEXIBBAR,LAM | 678.563 | EA | 1
LPA244 | Asia | USD | POINT,AL,5/8 X 18IN | 27.37 | EA | 11
LPA245ST | United States | USD | POINT,AL,BLUNT,5/8 X 24IN | 18.51 | EA | 1
GRC182B | United States | USD | MOLD,CABLE TO GRD ROD,VER | 212.91 | EA | 1
615800HA01UPC | United States | USD | ROD,GRD,5/8X10,CU CLAD,10 | 10.11 | EA | 5
LU22FT12D | United States | USD | LENTON ULTIMATE,FEMALE, | 12.9 | EA | 1
LPC801 | United States | USD | STRAP,CU,CABLE,3/8IN WIDE | 0.84 | EA | 1
NDR181Y | United States | USD | MOLD,CABLE TO GRD ROD,HOR | 289.29 | EA | 1
XLVSC2Q | United States | USD | MOLD,CABLE TO VERT STL,45 | 252.73 | EA | 1
XB32V2V | United States | USD | MOLD,CABLE,HORZ X LAPPED | 466.79 | EA | 1
534029ABB01 | United States | USD | FLEXIBAR,ADV,10X32X1,ABB, | 129.15 | EA | 5
615850LP | United States | USD | GR ROD, PTD, CU-BOND, NOM | 25.53 | EA | 1
RJC51Y4 | United States | USD | MOLD,CABLE TO REBAR,VERT | 212.91 | EA | 1
BMKHAMHAMM | United States | USD | MOLD,BUS BAR,HORZ TEE BAR | 966.13 | EA | 1
FLXPABB0029 | United States | USD | FLEXIBAR,ADV,4X80X1,ABB | 244.74 | EA | 1
GFC189F | United States | USD | MOLD,CABLE TO GRD ROD,HOR | 212.91 | EA | 1
534026PDI43 | United States | USD | FLEXIBAR,ADV,5X32X1MM,PDI | 100.01 | EA | 10
182004 | United States | USD | CAT64HPE-INS, 100 MM | 17.25 | EA | 25
LPC49234 | United States | USD | HOLDER,CU,BARE LAY-IN | 43.63 | EA | 1
GTC313Q | United States | USD | MOLD,CABLE TO GRD ROD,VER | 212.91 | EA | 1
715660 | Asia | USD | PIN,COOLING,6.3X83MM | 12.54 | EA | 1
560700 | United States | USD | DISTANCE HOLDER 30M6 | 1.98 | EA | 100
534018 | Asia | USD | FLEX ADV2MTC 4X24X1 | 126.71 | EA | 3
LPA803 | United States | USD | STRAP,AL,CABLE,1/2IN WIDE | 0.59 | EA | 1
LPA502 | Europe | USD | SPLICE,CABLE,STAMPED ASSE | 6.98 | EA | 1
561620 | United States | USD | METAL SPACER M4 X 40 | 1.54 | EA | 50
534034GE58 | United States | USD | FLEXIBAR,ADV,6X40X1MM,GE, | 338.41 | EA | 10
534409LAM02 | United States | USD | BRAID,SHUNT,INSUL,IBSB AD | 19.24 | EA | 1
LPC48058LG | United States | USD | FASTENER,CU,BARE POINT, | 65.73 | EA | 1
M12H0100HD | United States | USD | 1 X 12IN HDG SLOTTED CHAN | 9200 | EA | 1
GTC16T6 | United States | USD | MOLD,CABLE TO GRD ROD,VER | 212.91 | EA | 1
563613 | Asia | USD | BRAID MBJYG 16-150-8 , Y/G INSULATED | 6.84 | EA | 10
DFSTD | United States | USD | MOLD,INSERT,STANDARD I BE | 491.84 | EA | 1
LJCCAJY1 | Europe | USD | MOLD LJCCAJY1 | 212.91 | EA | 1
XLGTC161V | United States | USD | MOLD,CABLE TO GRD ROD,VER | 252.73 | EA | 1
TACY6Y0 | Europe | USD | MOLD TACY6Y0 | 212.91 | EA | 1
DT2350M | United States | USD | TYPE 2 MODULE, 350V | 54.63 | EA | 1
EL12A2Q | United States | USD | COUPLER,LENTON STANDARD, | 17.76 | EA | 1
EBCCALCAL | United States | USD | MOLD,BUS BAR,HORZ X LAPPE | 212.91 | EA | 1
HSC2Q | Europe | USD | MOLD HSC2Q | 212.91 | EA | 1
LPC126R500 | United States | USD | CABLE,CU,ROPELAY,28 STR | 6.9 | FT | 500
PBB159M | United States | USD | CLAMP,DOUBLE MAGNET | 203.88 | EA | 0
534516 | Asia | USD | IBS ADV 120-530-10 | 89.66 | EA | 2
EGBA14412CB | United States | USD | BAR ASSY,GRD BUS,1/4X4X12 | 150 | EA | 1
S90-03-31 | United States | USD | TDS150TT277A | 447.17 | EA | 1
ELBT101 | United States | USD | THREADER,LENTON BAR ,3PC | 1482.24 | EA | 0
SSCS1 | United States | USD | MOLD,CABLE,HORZ SPLICE | 212.91 | EA | 1
CONSADFX | Asia | USD | SCREW,S/S,#14X1,SUITS CONDUCTIVE SADDLE | 0.77 | EA | 1
A929F013 | United States | USD | WASHER,FLAT,EPDM,3/16X3/8 | 0.29 | EA | 200
BBKCM | United States | USD | MOLD,BUS BAR,HORZ SPLICE | 966.13 | EA | 1
VBC1VV21C | United States | USD | MOLD,CABLE TO VERT STL,VE | 212.91 | EA | 1
534030 | Asia | USD | FLEX ADV2MTC 2X40X1 | 112.65 | EA | 2
LPC246 | United States | USD | POINT,CU,5/8IN X 30IN | 208.38 | EA | 1
ECRV121T4U | United States | USD | GROUND ROD,ASSY,KIT,12 FT | 1748.54 | EA | 1
FLXPLAM0076 | United States | USD | FLEXIBAR,ADV,2X15.5X0.8 | 275.07 | EA | 1
EL43TA2GV | United States | USD | COUPLER,LENTON,STANDARD, | 239.55 | EA | 1
VVRY7 | Europe | USD | MOLD VVRY7 | 289.29 | EA | 1
PB80LS3Q002 | United States | USD | MOLD,CABLE TO BUS/LUG,HOR | 697.55 | EA | 1
534529 | Asia | USD | IBS ADV 240-630-12 | 202.22 | EA | 2
ELBEG28AHTCA | United States | USD | LENTON,BAR END GAGE,28MM, | 267.35 | EA | 1
XL25 | Europe | USD | WELDMETAL XL25 | 59.81 | EA | 4
VFC9WV8 | United States | USD | MOLD,CABLE TO VERT STL,VE | 212.91 | EA | 1
ERICORE/UTSP | Asia | USD | TERMINATION,BONDING,FOR ERICORE CABLE | 148.11 | EA | 1
S1V39M | United States | USD | MOLD,HV CABLE SPLICE,HORZ | 722.16 | EA | 1
EGBB14214NN | United States | USD | BAR,GRD BUS,1/4 X 2 X 14 | 112 | EA | 1
PBCT82J13 | United States | USD | WELDER,ASSY,2/0 RLAY,13 | 392.89 | EA | 0
RBVA9095D | United States | USD | BASIN,POURING,#9 VERTICAL | 548.33 | EA | 1
633480GAL01 | United States | USD | ROD,GRD,3/4X8,SEC,CU BOND | 63.2 | EA | 5
TACT2 | United States | USD | MOLD,CABLE,HORZ TEE | 212.91 | EA | 1
MHKS400 | United States | USD | MESH,GRD,6 FT X 100 FT,#6 | 6077.28 | EA | 1
HDPCC2Q1V | United States | USD | MOLD,CABLE,HORZ TAP PARAL | 212.91 | EA | 1
534444 | United States | USD | IBSB ADV 240-630-10-12 | 132.07 | EA | 2
LU25PT15D | United States | USD | LENTON ULTIMATE,POSITION, | 43.63 | EA | 1
ECLA250S12 | United States | USD | LUG,COMPRESSION,AL,DUAL R | 13.05 | EA | 0
SLK2L5WA6 | Asia | USD | SPEED LINK WEDGE ANCHOR END 2MM 5M | 1856.92 | EA | 10
GLCDE2Q | United States | USD | MOLD,CABLE TO LUG,HORZ SP | 212.91 | EA | 1
LPA540 | United States | USD | PLATE,AL,CAST,FLAT METAL, | 12.86 | EA | 1
TCR2Q2Q | United States | USD | MOLD,CABLE,VERT TEE HORZ | 289.29 | EA | 1
534019ABB12 | United States | USD | FLEXIBAR,ADV,5X24X1MM,ABB | 110.68 | EA | 1
LPC126R500M | United States | USD | CABLE,CU,ROPELAY,28 STR | 20.26 | MR | 500
SBK341HOSE500 | United States | USD | HOSE,RUBBER,500FT RED,ADA | 946.39 | EA | 1
534019AME06 | United States | USD | FLEXIBAR,ADV,5X24X1,AME | 79.93 | EA | 1
A802A04TF | United States | USD | CABLE,INSUL,500KCM CONC | 47.23 | FT | 1
LJDJG4L | United States | USD | MOLD,CABLE TO BUS/LUG,HOR | 451.38 | EA | 1
LPS456 | United States | USD | CLAMP,SS,HANDRAIL,FOR | 119.44 | EA | 1
NX1181LPLUS | United States | USD | ONE-SHOT,CABLE TO GRD ROD | 30.43 | EA | 6
HKH1T2 | United States | USD | MOLD,CABLE,TO HORZ STL PI | 373.05 | EA | 1
LPC555 | Europe | USD | LUG,CU,CAST,BONDING,1/4IN | 20.38 | EA | 1
534027VRT06 | United States | USD | FLEXIBAR,ADV,6X32X1,VRT | 80.97 | EA | 25
534053RW06 | United States | USD | FLEXIBAR,ADV,10X80X1MM,RW | 692.35 | EA | 10
TAD3Q9K | United States | USD | MOLD,CABLE TO HORZ TEE | 451.38 | EA | 1
HVC2Q001 | United States | USD | MOLD,STUD TO VERT STL | 212.91 | EA | 1
PBWY4001RH | Asia | USD | MOULD,ST,70MM2 BOND,50-70KG RAIL,RH | 74.72 | EA | 1
PBW12J48B | United States | USD | BOND,JOINT,2/0 RLAY WEB,4 | 54.75 | EA | 1
SES160F240D | United States | USD | SES, 160 KA, FILTER, 240V | 607.37 | EA | 1
RBHSC23010M | United States | USD | BASIN,POURING,#18 HORIZ. | 1625.5 | EA | 1
GTC182S | United States | USD | MOLD,CABLE TO GRD ROD,VER | 212.91 | EA | 1
TAC3A1V | United States | USD | MOLD,CABLE,HORZ TEE | 212.91 | EA | 1
508113 | Asia | USD | FleXbus Ext. Type 1, 640 mm? | 110.84 | EA | 1
EDT275030R | United States | USD | ENHANCED TYPE 2, 750V, 30 | 245.95 | EA | 1
VFR2QV5C | United States | USD | MOLD,CABLE TO VERT STL,VE | 289.29 | EA | 1
LPG36258 | Europe | USD | BRACE,ADHESIVE MOUNT, | 147.05 | EA | 1
DT255040R | United States | USD | TYPE 2,550V,4 0 | 281.38 | EA | 1
GRC18Y4 | Europe | USD | MOLD GRC18Y4 | 212.91 | EA | 1
615860SP01 | United States | USD | ROD,GRD,5/8X6,CU CLAD,10 | 24.76 | EA | 10
EL40P9N | United States | USD | COUPLER,LENTON,P9,#40MM | 91.84 | EA | 1
534034ARZ15 | United States | USD | FLEXIBAR,ADV,6X40X1MM,ARZ | 214.68 | EA | 10
SBB200DLH | United States | USD | MOLD,WEB SIGNAL BOND,3/16 | 73.16 | EA | 1
SBG310B | United States | USD | SPINDLE,STRAIGHT GRINDER | 780.73 | EA | 1
A811J26F320 | United States | USD | STRIP,CU,26GA X 12X320 FT | 916.04 | EA | 0
LPA32158 | United States | USD | BASE,AL,STRAIGHT,5/8IN | 25.62 | EA | 1
A804A15 | United States | USD | CABLE,CU,INSULATED,.73 OD | 106.31 | MR | 1
EL3628P9ES | United States | USD | COUPLER,LENTON POSITION,# | 151.32 | EA | 1
534053RW24 | United States | USD | FLEXIBAR,ADV,10X80X1,RW | 224.37 | EA | 1
EL16D14ES | United States | USD | ANCHOR,LENTON,TERMINATOR, | 31.78 | EA | 1
T320A | Asia | USD | SPARE FLINTS FOR FLINT IGNITOR | 1.75 | EA | 10
S3V65M | Europe | USD | S3V65M | 935.06 | EA | 1
WTBLCR | Europe | USD | MOBILE LIGHTNING CARD REA | 406.07 | EA | 1
TAC3A9J | United States | USD | MOLD,CABLE,HORZ TEE | 212.91 | EA | 1
VFR2S | United States | USD | MOLD,CABLE TO VERT STL, | 289.29 | EA | 0
EL57TA2ES | United States | USD | COUPLER,LENTON STANDARD,# | 167.91 | EA | 1
LPC330 | Asia | USD | BASE,TERMINAL,MOUNT,PIPE 1 THRU 1-1/2 IP | 73.57 | EA | 1
RBTSB18550M | United States | USD | BASIN,POURING,#18 HORIZ | 625.81 | EA | 1
CCR608S | Europe | USD | CONNECTOR CCR608SS | 9.08 | EA | 25
GTC162J | United States | USD | MOLD,CABLE TO GRD ROD,VER | 212.91 | EA | 1
PBW5532RH | United States | USD | MOLD,RAIL,CABLE HORZ TO W | 136.39 | EA | 1
LPC508L | United States | USD | CLIP ASSY,SECONDARY CABLE | 18.95 | EA | 1
ELFB12X020 | United States | USD | LENTON FORM SAVER BOLT, | 7.04 | EA | 1
PHJ8K8K | United States | USD | MOLD,CABLE, VERT THRU | 882.44 | EA | 1
SBTBCU412B | United States | USD | BOND,BOOTLEG,3/16 X 1 IN | 6.71 | EA | 20
615980 | United States | USD | ROD,GRD,5/8FX8,CU BONDED | 44.87 | EA | 1
PB80ME3KJHX | United States | USD | FRAME ASSEMBLY RAIL | 265.62 | EA | 1
LJCAG1H | United States | USD | MOLD,CABLE TO BUS/LUG,HOR | 212.91 | EA | 1
SBRT36100138P | United States | USD | TOOL,STRIP | 174.82 | EA | 1
508002 | United States | USD | BRAID,FLEXIBLE, | 319.2 | EA | 1
PB10SSS6 | United States | USD | MOLD,CABLE,HORZ SPLICE | 208.86 | EA | 1
B511E1 | United States | USD | HANDLE,PART,CHANGE,CLAMP | 14.91 | EA | 0
PGCY5Y2 | Europe | USD | MOLD PGCY5Y2 | 212.91 | EA | 1
RBVB12060E | United States | USD | BASIN,POURING,#10 VERTICA | 570.44 | EA | 1
PB115 | United States | USD | WELD METAL,CADWELD RAIL P | 11.99 | EA | 10
6158660 | United States | USD | EARTH ROD,CU BOND,POINTED | 34.22 | EA | 5
HTC2Q18 | United States | USD | MOLD,CABLE TO HORZ STL,HO | 212.91 | EA | 1
EGBA12416BD | United States | USD | BUSBAR,GRD,CU,1/2X4X16,BD | 306 | EA | 1
550610S | United States | USD | BUSBAR,CU,3.05M LG SPEC. | 135.48 | EA | 0
XBQ9F9F | United States | USD | MOLD,CABLE,HORZ X LAPPED, | 406.5 | EA | 1
229114 | United States | USD | MOLD, MRR-95-D-NMBS | 40.25 | EA | 1
EGBA14636BB | United States | USD | BAR,ASSY,GRD BUS,1/4 X 6 | 576 | EA | 1
ML5 | United States | USD | COUPLER,QUICK-WEDGE,#5 | 21.15 | EA | 25
ME/MISC1 | United States | USD | QUICK SALE | 721.57 | EA | 0
PGT1G1L | United States | USD | MOLD,CABLE, HORZ THRU PAR | 207.39 | EA | 1
LPC509 | United States | USD | CLIP ASSY,SECONDARY CABLE | 13.7 | EA | 25
LPC225B | Asia | USD | POINT,CU BARE,1/2IN X 24 | 51.65 | EA | 1
VSC9DV3C | United States | USD | MOLD,CABLE TO VERT STL,45 | 212.91 | EA | 1
EDT2550M | United States | USD | ENHANCED TYPE 2 MODULE, | 98.06 | EA | 1
285101 | United States | USD | KIT,FLEXIBAR,ADV,EATON | 110.84 | EA | 10
PB10GT222Q | United States | USD | MOLD,CABLE TO GRD ROD,VER | 208.86 | EA | 1
554348 | United States | USD | BRAID,EARTH,SS,50MM2,CPI | 28.83 | EA | 10
TACY0W3 | United States | USD | MOLD,CABLE,HORZ TEE | 212.91 | EA | 1
EGBA38448BB | United States | USD | BAR,GRD BUS,3/8 X 4 X 48 | 603 | EA | 1
B542A265TS1 | United States | USD | BUSBAR,ASSY,CU,1/4X2X15, | 172.85 | EA | 1
GYE182GW | United States | USD | MOLD,CABLE TO GRD ROD,VER | 656.74 | EA | 1
534018ABB07 | United States | USD | FLEXIBAR,ADV,4X24X1MM,ABB | 48.46 | EA | 10
PTC9F9D | United States | USD | MOLD,CABLE, HORZ THRU PAR | 212.91 | EA | 1
FLXPLAM0107 | United States | USD | FLEXIBAR,ADV,0.5X15.5X0.8 | 311.91 | EA | 1
613480TPC | United States | USD | ROD,GRD,3/4X8,CU BONDED, | 67.39 | EA | 5
CSBBRS1EG | Asia | USD | SEISMIC RESTRAINT, ATT, METAL, IMPERIAL | 738.19 | EA | 50
LPC204ST | United States | USD | POINT,CU,BLUNT,3/8IN X | 62.38 | EA | 1
548629 | Asia | USD | INSULATOR ISO TP 75M10 | 15.49 | EA | 10
635840 | United States | USD | ROD,GRD,5/8X4,SEC,CU BOND | 22.92 | EA | 5
LQRCAL16 | United States | USD | MOLD,CABLE TO BUS/LUG,VER | 289.29 | EA | 1
FLXPAPG0011 | United States | USD | FLEXIBAR,ADV,4X80X1MM,APG | 529.203 | EA | 1
LK10PKG | United States | USD | COUPLER,LENTON INTERLOK, | 92.16 | EA | 250
LPA807 | United States | USD | STRAP,CABLE,ALUM,1IN PIPE | 20.78 | EA | 1
FJ2G30 | United States | USD | JUMPER,SWAGED,2/0 CONC 30 | 52.13 | EA | 1
561147 | United States | USD | BLOCK,SPLICE,800AMP,TUNNE | 129.39 | EA | 1
LAC9BDE | United States | USD | MOLD,CABLE TO BUS/LUG,HOR | 212.91 | EA | 1
LPC816 | United States | USD | CLIP,CU,CAST,FOR 1/2IN | 2.11 | EA | 1
285022L1 | United States | USD | KIT,FLEXIBBAR,LAM | 650.703 | EA | 10
RTH592Q | United States | USD | MOLD,CABLE TO REBAR,HORZ | 373.05 | EA | 1
DS12S | United States | USD | STUD,DRIVE,THD,FULL SIZE | 7.14 | EA | 25
LACT2CAJ | United States | USD | MOLD,CABLE TO BUS/LUG,HOR | 212.91 | EA | 1
VVR2GV3 | United States | USD | MOLD,CABLE TO VERT STL,VE | 289.29 | EA | 1
LPC372L38 | United States | USD | BOLT,U,AIR TERMINAL CASTI | 46.51 | EA | 1
534041SI02 | United States | USD | FLEXIBAR,ADV,8X50X1MM,SI, | 289.52 | EA | 1
PAC2Q2G | United States | USD | MOLD,CABLE, HORZ TAP PAR | 212.91 | EA | 1
B3361 | United States | USD | HANDLE,GRINDER,STL,1 IN | 27.71 | EA | 0
TACY6Y2 | Europe | USD | MOLD TACY6Y2 | 212.91 | EA | 1
XLBQCCAJCAJ | United States | USD | MOLD,BUS BAR,VERT TEE TAP | 252.73 | EA | 1
SVRY8W3 | United States | USD | MOLD,CABLE,VERT SPLICE | 289.29 | EA | 1
CAHBA1L6 | United States | USD | MOLD,CABLE TO HORZ CAST I | 129.72 | EA | 1
534041KOM16 | United States | USD | FLEXIBAR,ADV,8X50X1MM,KOM | 219.22 | EA | 1
A928C013 | United States | USD | NUT,HEX JAM,14-24NS 2B,ST | 0.37 | EA | 0
LPC517 | Asia | USD | SPLICE,CU,CAST,CABLE,UNIV.PARALLEL | 27.87 | EA | 1
534002 | Asia | USD | FLEX ADV2MTC 6X9X0,8 | 91.95 | EA | 4
SSCY6Y4 | Europe | USD | MOLD SSCY6Y4 | 212.91 | EA | 1
633440FS01 | United States | USD | ROD,GRD,3/4X1200MM,CU BON | 33.19 | EA | 5
EL28C3SL050Q | United States | USD | COUPLER,LENTON,WELDABLE, | 102.56 | EA | 1
TAC3Q3H | United States | USD | MOLD,CABLE,HORZ TEE | 212.91 | EA | 1
XACY6Y5 | United States | USD | MOLD,CABLE,HORZ X SAME PL | 212.91 | EA | 1
GYE162G | United States | USD | MOLD,CABLE TO GRD ROD,VER | 596.26 | EA | 1
BQDPAMPAM | Europe | USD | MOLD,BUS BAR,VERT TEE TAP | 451.38 | EA | 1
A140 | United States | USD | CONNECTOR,TEMPORARY,3/16 | 39.75 | EA | 4
ERICORE090T | United States | USD | DOWNCONDUCTOR,LIGHTNING, | 14209.06 | EA | 1
EGBC14412NNT | United States | USD | BUSBAR,GRD,CU,1/4X4X12,NN | 156 | EA | 1
TAC2V2L | United States | USD | MOLD,CABLE,HORZ TEE | 212.91 | EA | 1
534051RW04 | United States | USD | FLEXIBAR,ADV,6X80X1MM,RW, | 341.63 | EA | 1
TDX100M240D | Asia | USD | PROTECTOR,SURGE,240V DELTA 3W+G,100KA/P | 1499.77 | EA | 1
RTB30S3M | United States | USD | BARRIER,TRANSIENT,RAIL, | 48.13 | EA | 1
TADP9Y0 | United States | USD | MOLD,CABLE,HORZ TEE | 451.38 | EA | 1
534041PHM20 | United States | USD | FLEXIBAR,ADV,8X50X1MM,PHM | 192.1 | EA | 1
GYE222VW | United States | USD | MOLD,CABLE TO GRD ROD,VER | 656.74 | EA | 1
VSC1VV4 | United States | USD | MOLD,CABLE TO VERT STL,45 | 212.91 | EA | 1
TAC3H2G | United States | USD | MOLD,CABLE,HORZ TEE | 212.91 | EA | 1
TAC2Q8D | United States | USD | MOLD,CABLE,HORZ TEE | 212.91 | EA | 1
127005015 | United States | USD | SHIELD,INSULATION,360 COL | 21.69 | EA | 0
RRC53Y6 | United States | USD | MOLD,CABLE TO REBAR, | 212.91 | EA | 1
FDS22 | United States | USD | PROTECTOR,DIN MOUNT SURGE | 223.94 | EA | 1
LPC31212 | Europe | USD | BASE,CU,STRAP 1/2IN POINT | 63.55 | EA | 1
JD06 | United States | USD | DIE,HAMMER,2/0 RLAY | 394.32 | EA | 1
SES320B480D | United States | USD | SES, 320KA, BASIC, 480V | 1263.06 | EA | 1
508063 | Asia | USD | FleXbus Cond., 1,810 mm?, 5,000 mm | 2059.82 | EA | 1
PBW32W9 | United States | USD | BOND KIT,WEB,STUB END 250 | 47.56 | EA | 50
LPC222B | United States | USD | POINT,CU,BARE,1/2IN X | 26.5 | EA | 1
ECB143144 | United States | USD | BUSBAR,GRD,CU,1/4X3X144IN | 364.97 | EA | 1
CAHBA1X | United States | USD | MOLD,CABLE,TO HORZ CAST I | 129.72 | EA | 1
SBS8CINSUL | United States | USD | BOND STRAND,INSUL,S8 3/16 | 2.46 | EA | 100
ERICORE011T | United States | USD | DOWNCONDUCTOR,LIGHTNING, | 2703.32 | EA | 1
LPA34458 | United States | USD | BASE,TERMINAL,AIR,CAST | 33.79 | EA | 1
EL18CIPS | United States | USD | PROTECTOR,THREAD,INTERNAL | 0.19 | EA | 1
560630 | United States | USD | SPACER,INSULATOR,DH70M5 | 2.61 | EA | 100
RCE522V | United States | USD | MOLD,CABLE TO REBAR,VERT | 596.26 | EA | 1
GT1141V | United States | USD | ONE-SHOT,CABLE TO GRD ROD | 26.24 | EA | 6
534042MJP02 | United States | USD | FLEXIBAR,ADV,10X50X1,MJP | 241.64 | EA | 1
WTBLCR | Asia | USD | MOBILE LIGHTNING CARD READER | 406.07 | EA | 1
561160 | United States | USD | POWER BLOCK SB 80AL | 6.32 | EA | 1
XBZ9J9J | United States | USD | MOLD,CABLE,HORZ X LAPPED, | 610.58 | EA | 1
CAVST1VD | United States | USD | MOLD,CABLE TO VERT STL,45 | 207.39 | EA | 1
HDPTC3Q2LW | United States | USD | MOLD,CABLE, HORZ THRU PAR | 253.23 | EA | 1
PHR2Q1V | United States | USD | MOLD,CABLE,VERT THRU PARA | 289.29 | EA | 1
SBT385B | United States | USD | DRILL,RAIL BOND,3/8 DIA X | 34.7 | EA | 1
534034ARZ01 | United States | USD | FLEXIBAR,ADV,6X40X1MM,ARZ | 283.92 | EA | 10
XLB971A2 | United States | USD | BATTERY,EXOLON,6 VOLT W/1 | 683.72 | EA | 1
PBC12S9B | United States | USD | BOND,RAIL C,4/0 RLAY 9 LO | 25.64 | EA | 0
RJE582G | United States | USD | MOLD,CABLE TO REBAR,VERT | 596.26 | EA | 1
557030 | United States | USD | BRAID,CU,PLAIN,25 M LG, | 6.27 | MR | 1
RJC542Q | United States | USD | MOLD,CABLE TO REBAR,VERT | 212.91 | EA | 1
LPLC435SH | Asia | USD | BASE,CU,CIRCUIT,LEAD COVERED,W/ 7/8 STUD | 302.62 | EA | 1
GTC18Y6 | United States | USD | MOLD,CABLE TO GRD ROD,VER | 212.91 | EA | 1
EL6CADB | Europe | USD | LAY-IN-LUG,TINNED CU, #1 | 5.42 | EA | 100
HAAY1 | United States | USD | MOLD,CABLE TO HORZ STL,HO | 129.72 | EA | 1
LKT14PKG | United States | USD | COUPLER,LENTON INTERLOK, | 158.1 | EA | 110
CAVHT1H12 | United States | USD | MOLD,CABLE,TO VERT CAST | 207.39 | EA | 1
GYP16006M | United States | USD | MOLD,CABLE TO GRD ROD,VER | 158.37 | EA | 1
4010600EG | Asia | USD | #401 EG CLEVIS 6 | 3377.26 | EA | 100
NX1161L | United States | USD | ONE-SHOT,CABLE TO GRD ROD | 25.45 | EA | 6
HDVSC1V | United States | USD | MOLD,CABLE TO VERT STL,45 | 212.91 | EA | 1
PTC1L1D | United States | USD | MOLD,CABLE, HORZ THRU PAR | 212.91 | EA | 1
LECY2CAJ | United States | USD | MOLD,CABLE TO BUS/LUG,HOR | 212.91 | EA | 1
LPC503 | United States | USD | SPLICE,CU,STAMPED,CABLE, | 17.43 | EA | 1
GYR162G | Europe | USD | MOLD GYR162G | 289.29 | EA | 1
B2201V42 | United States | USD | BOND,JUMPER,(2)1/8X1 1/8 | 139.71 | EA | 0
EGBA14448LL | United States | USD | BAR,GRD BUS,1/4 X 4 X 48, | 555 | EA | 1
534057EPI02 | United States | USD | FLEXIBAR,ADV,8X100X1,EPI | 346.83 | EA | 1
DT115020R | United States | USD | TYPE 1, 150V, 2 0 | 354.57 | EA | 1
508042 | Asia | USD | FleXbus Cond., 960 mm?, 4,000 mm | 1078.93 | EA | 1
XADY0Y0 | United States | USD | MOLD,CABLE,HORZ X SAME PL | 451.38 | EA | 1
534057EPI03 | United States | USD | FLEXIBAR,ADV,8X100X1,EPI, | 416.86 | EA | 1
RDC52Y1 | United States | USD | MOLD,CABLE TO REBAR,HORZ | 198.99 | EA | 1
S2V50M | United States | USD | MOLD,MOLD,HV CABLE SPLICE | 227.58 | EA | 1
EL36CIPPBG50 | United States | USD | PROTECTOR,THREAD,A12 THD, | 0.81 | EA | 50
EL25SASA4800 | United States | USD | COUPLER,LENTON,SASA,DBL | 185.57 | EA | 1
LPC305L12 | Asia | USD | BASE,CU,HORZ/VERT MOUNT, 1/2 IN POINT,TN | 67.67 | EA | 0
534031PMR04 | United States | USD | FLEXIBAR,ADV,3X40X1,PMR | 72.33 | EA | 10
550400 | United States | USD | BUSBAR,PUNCH,DPCB 12.5 X | 203.69 | EA | 2
EL57TD6 | United States | USD | COUPLER,LENTON TERMINATOR | 90.05 | EA | 1
NDR18Y4 | Europe | USD | MOLD NDR18Y4 | 289.29 | EA | 1
EGBA146120NN | United States | USD | BUSBAR,GRD,CU,1/4X6X120IN | 1890 | EA | 1
PBWX8RH | United States | USD | MOLD,BOND,FIELD MADE BOND | 98.07 | EA | 1
PBXL200 | United States | USD | WELD,METAL,ALLOY F80 EXOL | 36.34 | EA | 4
EL16SAQSP004 | United States | USD | COUPLER,LENTON,SPECIAL,SA | 41.08 | EA | 1
TACY2Y2 | Europe | USD | MOLD TACY2Y2 | 212.91 | EA | 1
CWP2JA | United States | USD | CLAMP,WATER PIPE,BRZ,FOR | 25.32 | EA | 0
LPC559 | United States | USD | CLAMP,CU,CAST,BONDING, | 28.56 | EA | 1
LPC31858 | United States | USD | BASE,CU,SIDE MOUNT,5/8IN | 39.81 | EA | 1
A927F151 | United States | USD | BOLT,HEX,14-24NS-2A COPPE | 4.76 | EA | 0
534016DS12 | United States | USD | FLEXIBAR,ADV,2X24X1MM,DS, | 145.73 | EA | 5
B102DEOL | Asia | USD | LUG,CU,3/16 X1 W/2-9/16 HOLES,OFFSET,PKG | 21.62 | EA | 20
A238FC2S12LH | United States | USD | CLAMP,FENCE,4/0 X 12 IN F | 290.52 | EA | 1
PBC105P2 | United States | USD | CLAMP,WEB WELDER,T20 24,Q | 446.05 | EA | 1
PHR1Y1Y | United States | USD | MOLD,CABLE,VERT THRU PARA | 289.29 | EA | 1
PB13ST3QRH | United States | USD | MOLD,CABLE TO RAIL,HORZ T | 208.86 | EA | 1
PB13GV169F | United States | USD | MOLD,CABLE TO GRD ROD,VER | 208.86 | EA | 1
GYE182GM | United States | USD | MOLD,CABLE TO GRD ROD,VER | 431.58 | EA | 1
VBC1TV21C | United States | USD | MOLD,CABLE TO VERT STL,VE | 212.91 | EA | 1
LPC795 | Asia | USD | CLAMP,CU,GRD. ROD,U-BOLT | 63.55 | EA | 1
RBT6101 | United States | USD | SPLICE,KIT,#6 CADWELD T-S | 159.62 | EA | 1
PB10LA2QEE | United States | USD | MOLD,CABLE TO BUS/LUG, | 153.72 | EA | 1
534033PMR02 | United States | USD | FLEXIBAR,ADV,5X40X1, PMR | 110.89 | EA | 10
VSC2QV5CW | United States | USD | MOLD,CABLE TO VERT STL,45 | 233.07 | EA | 1
LPA2942M5M | United States | USD | ADAPTER,COUPLER,AL,1/2 IN | 14.13 | EA | 1
534037TR03 | United States | USD | FLEXIBAR,ADV,3X50X1,TR | 48.4 | EA | 3
A927P025 | United States | USD | SCREW,SHEET METAL,#10 X 1 | 0.38 | EA | 1
VSC9EV3C | United States | USD | MOLD,CABLE TO VERT STL,45 | 212.91 | EA | 1
615860LH01 | United States | USD | ROD,GRD,5/8X6FT,CU PLATE | 32.07 | EA | 5
25 | Asia | USD | WELDMETAL NUMBER 25 | 5.9 | EA | 100
510340 | United States | USD | BRAID,FLAT,TINNED,TPCEI50 | 92.85 | MR | 1
TAPE16 | United States | USD | TAPE,MASTIC,ROLL,0.125X3 | 12.83 | EA | 1
SRGC46BR | United States | USD | CLAMP,BRACKET,SIGNAL REF, | 25.6 | EA | 10
HDXBV3Q9H | United States | USD | MOLD,CABLE,HORZ X LAPPED | 935.06 | EA | 1
SK245I | Asia | USD | STRUT CLIP | 308.61 | EA | 50
LJCCG1V | United States | USD | MOLD,CABLE TO BUS/LUG,HOR | 212.91 | EA | 1
635860GAL01 | United States | USD | ROD,GRD,5/8X6,SEC,CU BOND | 32.91 | EA | 5
WTBR487S1 | Europe | USD | RECEPTOR,SURFACE,WIND TUR | 34.01 | EA | 1
BMCCAJEAL | Europe | USD | MOLD BMCCAJEAL | 212.91 | EA | 1
TAC2C2V | United States | USD | MOLD,CABLE,HORZ TEE | 212.91 | EA | 1
EGBA14406MM2QC | United States | USD | BAR,GRD BUS,1/4 X 4 X 6 | 120 | EA | 0
LU12DR14D | United States | USD | LENTON ULTIMATE,ANCHOR, | 10 | EA | 1
RBWS1547F | United States | USD | BASIN,POURING,#11 STD. HO | 266.54 | EA | 1
SBGT1161GPLUS | United States | USD | ONE SHOT,#8 STR THRU #6 | 16.23 | EA | 6
5579501000 | United States | USD | RAIL,DIN,CUT INTO 10000MM | 3.18 | EA | 0
RPSCW10STPX | United States | USD | CROSSOVER,10 STEP,36IN | 167896.72 | EA | 1
VSC2JV2 | United States | USD | MOLD,CABLE TO VERT STL,45 | 212.91 | EA | 1
534029ABB05 | United States | USD | FLEXIBAR,ADV,10X32X1,ABB, | 38.27 | EA | 10
HDVFR2L | United States | USD | MOLD,CABLE TO VERT STL,VE | 289.29 | EA | 1
GRT14A1K | United States | USD | MOLD,CABLE TO GRD ROD,VER | 207.39 | EA | 1
RBT1091HA | United States | USD | SLEEVE,CADWELD,#10 T-SERI | 98.16 | EA | 1
CC58 | United States | USD | COUPLER,GRD ROD,BRZ W/O T | 11.43 | EA | 25
B545A23 | United States | USD | BRACKET,MOUNTING,1/8X1,W/ | 6.12 | EA | 0
PGC8C8C | United States | USD | MOLD,CABLE,HORZ THRU PARA | 212.91 | EA | 1
PTC2C2Q | United States | USD | MOLD,CABLE, HORZ THRU PAR | 212.91 | EA | 1
EL28C3J | United States | USD | COUPLER,LENTON HALF,#9,J | 45.4 | EA | 1
SSCY1 | United States | USD | MOLD,CABLE,HORZ SPLICE | 212.91 | EA | 1
PB1500PLUSF80 | United States | USD | CADWELD PLUS WELDING | 138.62 | EA | 5
EL16C2 | United States | USD | COUPLER,LENTON HALF,#5 | 21.39 | EA | 1
EL2816A2 | United States | USD | COUPLER,LENTON STANDARD,# | 54.75 | EA | 42
RTPY4M | United States | USD | MOLD,CABLE TO REBAR,HORZ | 234 | EA | 1
SSPDTT3P550 | Europe | USD | SSPD, TT THREE PHASE, 55 | 602.56 | EA | 1
556740 | Asia | USD | BRAID MBJ 30-200-10 | 7.17 | EA | 10
LPA559TP | United States | USD | CLAMP,CAST,BONDING,TOP | 2.9 | EA | 0
534004 | United States | USD | FLEX ADV2MTC 3X13X0,5 | 57.14 | EA | 4
TAC2P2P | United States | USD | MOLD,CABLE,HORZ TEE | 212.91 | EA | 1
EGBA14480GG | United States | USD | BAR,GRD BUS,1/4 X 4 X 80 | 916 | EA | 1
557230 | United States | USD | BRAID,CU,TINNED, 25 M LG, | 6.3 | MR | 1
NCF222V | United States | USD | MOLD,CABLE TO GRD ROD,HOR | 507.28 | EA | 1
534036GE12 | United States | USD | FLEXIBAR,ADV,10X40X1MM,GE | 369.29 | EA | 10
INTCPTMI16AT | United States | USD | ADAPTER, 28MM MAST TO 16M | 103.23 | EA | 1
ZCCSS26 | United States | USD | MOLD,CABLE,NO BUILD-UP | 212.91 | EA | 1
EL2825P9 | United States | USD | COUPLER,LENTON POSITION,# | 109.82 | EA | 1
ZCCSS7 | United States | USD | MOLD,CABLE,NO BUILD-UP | 212.91 | EA | 1
RBC976B | United States | USD | MATERIAL,FILLER,#9 C-SERI | 30.45 | EA | 1
LKT14GV | United States | USD | LENTON INTERLOK,HDG, | 241.76 | EA | 1
534011SE01 | United States | USD | FLEXIBAR,ADV,3X20X1MM,SE, | 32.04 | EA | 1
EST4620 | Europe | USD | TESTER,GROUND, RESISTANCE | 3785.64 | EA | 1
RRC511V | United States | USD | MOLD,CABLE TO REBAR,HORZ | 212.91 | EA | 1
534026PDI47 | United States | USD | FLEXIBAR,ADV,5X32X1MM,PDI | 100.26 | EA | 10
GTC18T4 | United States | USD | MOLD,CABLE TO GRD ROD,VER | 212.91 | EA | 1
SBS24883B | United States | USD | BOND,JOINT HEAD,3/16X7 1/ | 3.55 | EA | 20
715050 | Asia | USD | SK 19/14 | 11.51 | EA | 1
VLCSFLHHQ | United States | USD | MOLD,CABLE TO VERT STL, | 212.91 | EA | 1
PB80LSGHS6004 | United States | USD | MOLD,CABLE, TO BUS/LUG,HO | 697.55 | EA | 1
LPWALLCACTO | United States | USD | CONNECTION,CU/AL THRUWALL | 2.14 | EA | 1
554378 | United States | USD | BRAID,EARTH,SS,70MM2,CPI | 48.06 | EA | 10
EL25S5 | United States | USD | COUPLER,LENTON,STRAIGHT | 46.32 | EA | 1
SBB852EHOL010 | United States | USD | RAIL,BOND,TEMPORARY,10FT | 103.26 | EA | 1
FLXPLAM0043 | Asia | USD | 718-A58293-002 | 579.65 | EA | 1
LPS663CTO | United States | USD | ROD,THREADED,5/8,SS | 2.23 | EA | 1
CATAN1V1V | United States | USD | MOLD,CABLE,HORZ TEE | 261.02 | EA | 1
CA32XF19 | Europe | USD | WELDING MATERIAL,ALLOY,XF | 8.08 | EA | 20
EL794BCFBOX | United States | USD | PLATE,FORM SAVER,#5,CLIPP | 0.44 | EA | 1
EGBA14214HH | United States | USD | BAR,ASSY,GRD BUS,1/4 X 2 | 116 | EA | 1
LPC127500 | United States | USD | CABLE,CU,ROPELAY,32 STR | 9.76 | FT | 500
CMC16EAL | Europe | USD | MOLD CMC16EAL | 212.91 | EA | 1
RBC1V | United States | USD | MOLD,GRD ROD TO RECEPTACL | 212.91 | EA | 1
PTC2P1H | United States | USD | MOLD,CABLE, HORZ THRU PAR | 212.91 | EA | 1
EGBA14648BB | United States | USD | BAR,ASSY,GRD BUS,1/4 X 6 | 774 | EA | 1
A927F249 | United States | USD | BOLT,HEX HEAD,5/16-18X7/8 | 0.79 | EA | 1
RDC511H | United States | USD | MOLD,CABLE TO REBAR,HORZ | 212.91 | EA | 1
LPA249ST144 | United States | USD | POINT,AL,BLUNT,5/8 X 144 | 81.23 | EA | 1
GFC16L9 | United States | USD | MOLD,CABLE TO GRD ROD,HOR | 212.91 | EA | 1
B544A1T347 | United States | USD | BAR,ASSY,GRD BUS,1/4X4X30 | 260.65 | EA | 1
TAC4L3D | United States | USD | MOLD,CABLE,HORZ TEE | 212.91 | EA | 1
XAC9D9D | United States | USD | MOLD,CABLE,HORZ X SAME PL | 89.198 | EA | 0
508015 | United States | USD | BRAID,FLEXIBLE, | 601.96 | EA | 1
ML6PKG26 | United States | USD | PACKAGE,QUICK-WEDGE PIN,# | 65.97 | EA | 1
SBB364Q1 | United States | USD | COVER,GUARD DRIVE BELT | 36.06 | EA | 0
L160 | United States | USD | CLAMP,HANDLE,E-Z CHANGE 3 | 147.82 | EA | 1
SBA252CO | United States | USD | CLIP,RETAINER,TRACK CIRCU | 0.81 | EA | 50
115F80 | United States | USD | WELD METAL,CADWELD,F80 | 28.66 | EA | 10
RHC541L | United States | USD | MOLD,CABLE TO REBAR,HORZ | 212.91 | EA | 1
ISOFRP3M | Asia | USD | TUBE,BAR | 575.55 | EA | 1
TACY5Y6 | Europe | USD | MOLD TACY5Y6 | 212.91 | EA | 1
PB53DFEH001RH | United States | USD | MOLD,BUS TO VERT STL,HORZ | 507.28 | EA | 0
PVT1750M | Europe | USD | PV MODULE, 750VDC | 109.32 | EA | 1
SBB2721WS72HD | United States | USD | SHUNT,RAILHEAD,ASSY,72IN, | 192.43 | EA | 1
ML502 | United States | USD | SPRING,COMP,QUICK-WEDGE,T | 52.41 | EA | 0
EGBA143120DGT | United States | USD | BUSBAR,GRD,CU,1/4X3X120IN | 1365 | EA | 1
UTB5SP | Europe | USD | UTB, 1PAIR, PLUGABLE, 5V, | 154.06 | EA | 1
XBV3D2GHQ | United States | USD | MOLD,CABLE,HORZ X LAPPED | 935.06 | EA | 1
LPC223 | United States | USD | POINT,CU,1/2IN X 15IN | 53.52 | EA | 1
A806A02F50 | United States | USD | BOND STRAND,SIGNAL,S8 3/1 | 144.95 | EA | 1
LPC30258V | United States | USD | BASE,CABLE,AND AIR TERMIN | 40.59 | EA | 1
CABTIESS | Asia | USD | CABLE TIES,SS | 9.49 | EA | 1
VBC2QV2.50 | United States | USD | MOLD,CABLE TO VERT STL,VE | 212.91 | EA | 1
MBC05CCL | United States | USD | MOLD,BLANK,3 X 3 X 8 IN S | 212.91 | EA | 1
GTC18W3 | Europe | USD | MOLD GTC18W3 | 212.91 | EA | 1
LPA66518 | United States | USD | CONNECTION,THRU,ROOF,18IN | 185.9 | EA | 1
554406B | United States | USD | BRAID,SS,LUG,70MM2,BULK | 80.36 | EA | 50
TERMDUALCOUP | Europe | USD | COUPLER, ERICORE, DUAL | 1969.94 | EA | 1
EGBA14412NN | United States | USD | BAR ASSY,GRD BUS,1/4X4X12 | 150 | EA | 1
SBK341WDIC | United States | USD | WHEEL DROP DOWN INDICATOR | 70.95 | EA | 1
LPA598 | Asia | USD | CLAMP, INLINE SPLICE, BI-METALLIC | 37.15 | EA | 1
RBB8101JA | United States | USD | SLEEVE,CADWELD,#8 B-SERIE | 109.05 | EA | 1
BMCPA031 | Europe | USD | MOLD BMCPA031 | 212.91 | EA | 1
FLXPLAM0085 | Asia | USD | 718-A57239-001 | 201.22 | EA | 1
LPC553L12 | United States | USD | BASE,STAMPED,AND CAP ASSE | 36.8 | EA | 1
RDM512Q | United States | USD | MOLD,CABLE TO REBAR,HORZ | 649.88 | EA | 1
GYR183D | United States | USD | MOLD,CABLE TO GRD ROD,VER | 289.29 | EA | 1
663400 | Europe | USD | ROD,TIE DN,CU BOND,3/4X10 | 201.08 | EA | 1
PTD3Q3DW | United States | USD | MOLD,CABLE,HORZ THRU PARA | 491.7 | EA | 1
TADP9Y6 | United States | USD | MOLD,CABLE,HORZ TEE | 451.38 | EA | 1
LPS46258 | United States | USD | JUMPER,SS,EYE LUG TO | 437.2 | EA | 1
LPC127L | United States | USD | CABLE,CU,ROPELAY,32 STR X | 9.8 | FT | 0
SLK2L2 | Asia | USD | SLK2 WITH HOOK, 2MM WIRE 2M LONG | 1447.9 | EA | 100
B143A | Asia | USD | PACKING,REBAR,CONN.,.25 X 1.75 X 1.77IN | 2.31 | EA | 1
HDTAC9F9FLW | United States | USD | MOLD,CABLE,HORZ TEE | 273.39 | EA | 1
HAH2L8C | United States | USD | MOLD,CABLE TO HORZ STL,HO | 373.05 | EA | 1
VSCY4V5C | Europe | USD | MOLD VSCY4V5C | 212.91 | EA | 1
LPC246B | United States | USD | POINT,CU,BARE,5/8IN X | 124.51 | EA | 1
EL32C3SL050Q | United States | USD | COUPLER,LENTON,WELDABLE, | 104.54 | EA | 1
TAC1V2L | United States | USD | MOLD,CABLE,HORZ TEE | 212.91 | EA | 1
XLXBQ2Q2QS | United States | USD | MOLD,CABLE,HORZ X LAPPED, | 397.32 | EA | 1
PB50HDHS3Q | United States | USD | MOLD,CABLE TO HORZ STL, | 291.98 | EA | 1
611350SG01 | United States | USD | ROD,GRD,1/2X5,CU BONDED, | 20.56 | EA | 1
TAC2Q8B | United States | USD | MOLD,CABLE,HORZ TEE | 212.91 | EA | 1
PTC2Q1D | United States | USD | MOLD,CABLE, HORZ THRU PAR | 212.91 | EA | 1
EDT230020R | United States | USD | ENHANCED TYPE 2, 300V,20 | 246.07 | EA | 1
534052STB01 | United States | USD | FLEXIBAR,ADV,8X80X1,STB | 322.3 | EA | 10
RDH562C | United States | USD | MOLD,CABLE TO REBAR,HORZ | 373.05 | EA | 1
LPC222BST | Asia | USD | POINT,CU,BLUNT BARE,1/2IN X 12 IN | 23.61 | EA | 1
B2122Q20 | United States | USD | LUG,BOND,3/16 X 1 LUG 1 H | 113.19 | EA | 20
PB72QVEE85C001B | United States | USD | MOLD,CABLE TO LUG,HORZ | 366.25 | EA | 1
SSPDTC3P150 | United States | USD | SSPD, TNC, THREE PHASE, | 475.36 | EA | 1
534500 | Asia | USD | IBS ADV 25-230-8-10 | 8.96 | EA | 10
EGBA14412BBT2GK | United States | USD | BAR,GRD BUS,1/4X4X12 LG, | 294 | EA | 1
SRGBA006 | United States | USD | GRID,SRG,4 X 6,26 GAGE X2 | 940.7 | EA | 1
GCHSC67 | United States | USD | KIT,CLIP,GLUED RAIL TIE,6 | 268.69 | EA | 1
ECRH102Q4U | United States | USD | GROUND ROD,ASSY,KIT,10FT, | 2266.32 | EA | 1
LPC228B | Europe | USD | POINT,CU,BARE,1/2IN X | 97.76 | EA | 1
CWP1JH34 | United States | USD | CLAMP,PIPE,3/4CONDUIT,BRZ | 29.34 | EA | 100
534034GE46 | United States | USD | FLEXIBAR,ADV,6X40X1MM,GE, | 267.81 | EA | 10
B2700A10A | United States | USD | NUT,CAP,14-24NS KNURLED R | 4.5 | EA | 100
SSCT7 | United States | USD | MOLD,CABLE,HORZ SPLICE | 212.91 | EA | 1
GYR18Y2 | Europe | USD | MOLD GYR18Y2 | 289.29 | EA | 1
GRC16Y7 | Europe | USD | MOLD GRC16Y7 | 212.91 | EA | 1
508055 | Asia | USD | FleXbus Cond., 1,280 mm?, 7,000 mm | 2101.35 | EA | 1
LPC050IN0500.0 | Europe | USD | CABLE,CU,SMOOTH WEAVE,INS | 10393.44 | EA | 0
LC25B12D | United States | USD | SLEEVE,B12 SERIES,25MM, | 130.38 | EA | 1
561156 | Asia | USD | BLOCK,SPLICE 630A 1250V CABLE-TO-CABLE | 141.58 | EA | 1
LPC229BST120 | United States | USD | POINT,CU,BLUNT BARE,1/2IN | 217.58 | EA | 1
PTC1K1K | United States | USD | MOLD,CABLE, HORZ THRU PAR | 212.91 | EA | 1
VSCT2 | United States | USD | MOLD,CABLE TO VERT STL,45 | 212.91 | EA | 1
CAHAA1GAM | United States | USD | MOLD,CABLE TO HORZ STL,HO | 92.21 | EA | 1
556670 | United States | USD | BRAID,PREFAB,100X23X1.5MM | 4.36 | EA | 10
B1643Q | United States | USD | PLATE,GRD,500 - 4 HOLE NE | 74.5 | EA | 0
HDSSC3Q | United States | USD | MOLD,CABLE,HORZ SPLICE | 212.91 | EA | 1
OMG100C3P | United States | USD | OMEGA LEXAN, TDX100C, 3PH | 7.94 | EA | 1
LPS416 | United States | USD | POINT,SS,INDUSTRIAL STACK | 226.98 | EA | 1
B140B | Asia | USD | SHIM,CU,.013 X 3 X 2 1/2IN LONG | 1.62 | EA | 50
534406 | United States | USD | IBSB ADV 25-1030-6 | 30.33 | EA | 10
VWR163A | United States | USD | MOLD,CABLE TO GRD ROD,VER | 289.29 | EA | 1
RHC53Y4 | Europe | USD | MOLD RHC53Y4 | 212.91 | EA | 1
534020TSL08 | United States | USD | FLEXIBAR,ADV, 6X24X1,TSL | 156.39 | EA | 10
EGBA14248BB | United States | USD | BAR,GRD BUS,1/4 X 2 X 48 | 363 | EA | 1
PQC320240VD | United States | USD | SES320B240D | 5052.23 | EA | 1
GRT14B1H | United States | USD | MOLD,CABLE TO GRD ROD,VER | 207.39 | EA | 1
LPC37212 | United States | USD | BOLT,U,AIR TERMINAL CASTI | 40.27 | EA | 1
534415 | United States | USD | IBSB ADV 70-330-8-10 | 25.93 | EA | 10
563618 | United States | USD | BRAID,SHUNT,INSULATED, | 7.97 | EA | 10
HDGRC162QW | United States | USD | MOLD,CABLE TO GRD ROD,VER | 253.23 | EA | 1
BMCPAMCAJ | Europe | USD | MOLD BMCPAMCAJ | 212.91 | EA | 1
RJE592C | United States | USD | MOLD,CABLE TO REBAR,VERT | 596.26 | EA | 1
LJCGG1L | United States | USD | MOLD,CABLE TO BUS/LUG,HOR | 212.91 | EA | 1
561630 | United States | USD | METAL SPACER M4 X 50 | 1.68 | EA | 50
508041 | Asia | USD | FleXbus Cond., 960 mm?, 3,000 mm | 835.92 | EA | 1
PB13ST1HRH | United States | USD | MOLD,CABLE TO RAIL,HORZ T | 208.86 | EA | 1
ERICORE085U | United States | USD | DOWNCONDUCTOR,LIGHTNING, | 11151.11 | EA | 1
548590 | Asia | USD | ISO TP 50M10 | 4.8 | EA | 25
VSC3QV2.50 | United States | USD | MOLD,CABLE TO VERT STL,45 | 212.91 | EA | 1
EGBA14312CC | United States | USD | BAR,GRD BUS,1/4 X 3 X 12 | 126 | EA | 1
TDX200M347/600 | United States | USD | PROTECTOR,SURGE,TDX200M,3 | 2293.73 | EA | 1
559010 | Asia | USD | HYDR FLEX SHEARING TOOL | 6383.2 | EA | 1
B13718 | United States | USD | DRIVE,ROD,SLEEVE 3/4 CU R | 136.25 | EA | 0
TAC3Q3Q | United States | USD | MOLD,CABLE,HORZ TEE | 212.91 | EA | 1
GTC22Y6 | United States | USD | MOLD,CABLE TO GRD ROD,VER | 212.91 | EA | 1
T320P50 | United States | USD | IGNITOR,FLINT,PKG QTY 50 | 930.84 | EA | 50
PTC3D2QW | United States | USD | MOLD,CABLE, HORZ THRU PAR | 253.23 | EA | 1
TLR2Q1V | United States | USD | MOLD,CABLE,VERT TEE VERT | 289.29 | EA | 1
VSC1KV2 | United States | USD | MOLD,CABLE TO VERT STL,45 | 212.91 | EA | 1
EGBA14212GG | United States | USD | BAR,GRD BUS,1/4 X 2 X 12 | 102 | EA | 1
EL16A12CRN | United States | USD | COUPLER,LENTON,STANDARD, | 95.34 | EA | 1
TAC2V1G | United States | USD | MOLD,CABLE,HORZ TEE | 212.91 | EA | 1
SGT15010 | United States | USD | SPARK GAP TYPE 1, 50KA, | 344.12 | EA | 1
CAHAA1V | United States | USD | MOLD,CABLE TO HORZ STL,HO | 129.72 | EA | 1
614480SG01 | United States | USD | GROUND ROD,COPPERBONDED,1 | 5.27 | EA | 0
PB13ST2G175CRRH | United States | USD | MOLD,CABLE TO RAIL,HORZ T | 208.86 | EA | 1
EL28D6GV | United States | USD | ANCHOR,LENTON TERMINATOR, | 138.58 | EA | 1
LPC137500 | United States | USD | CABLE,CU,CONCENTRIC,37 | 14.33 | EA | 500
TAC1H1H | United States | USD | MOLD,CABLE,HORZ TEE | 212.91 | EA | 1
VSC2QV3 | United States | USD | MOLD,CABLE TO VERT STL,45 | 212.91 | EA | 1
RBW343189 | United States | USD | BRUSH,WIRE,#18 CLEANING | 61.12 | EA | 1
FLXPABB0081 | United States | USD | FLEXIBAR,ADV,8X80X1MM,ABB | 515.03 | EA | 1
569040 | United States | USD | BLOCK,SINGLE POLE,DISTRIB | 29.76 | EA | 1
RB300SC | United States | USD | SLEEVE,CAPLUG, | 0.4 | EA | 0
CC5A05500M | United States | USD | CABLE,COMPOSITE, 19 STRAN | 3446.6 | EA | 1
HDVBR2V | United States | USD | MOLD,CABLE TO VERT STL,VE | 289.29 | EA | 1
UTB5DP | Asia | USD | UTB, 2PAIR, PLUGABLE, 5V, 800MA, 20KA | 204.88 | EA | 1
GFCP160Y6 | United States | USD | MOLD,CABLE TO GRD ROD,HOR | 212.91 | EA | 1
RCPY6 | United States | USD | MOLD,CABLE TO REBAR,VERT | 233.95 | EA | 1
GYE332Q | United States | USD | MOLD,CABLE TO GRD ROD,VER | 596.26 | EA | 1
ERJEHEH | United States | USD | MOLD,BUS BAR,HORZ ELL ON | 882.44 | EA | 1
LPC126R250 | Europe | USD | CABLE,CU,ROPELAY,28 STR | 8.05 | MT | 76
GTC16S5 | United States | USD | MOLD,CABLE TO GRD ROD,VER | 212.91 | EA | 1
EGBA14418BB | United States | USD | BAR,GRD BUS,1/4 X 4 X 18 | 216 | EA | 1
SBTBJG448 | United States | USD | BOND,JUMPER,1 TAB 48 LONG | 18.35 | EA | 25
GBF22R1 | United States | USD | MOLD,GRD,ROD TO ROD/RECEP | 507.28 | EA | 0
PSD5J | United States | USD | MOLD,CABLE,PULL SPLICE | 451.38 | EA | 1
SBCS1314 | Europe | USD | CLAMP ASSEMBLY, BEAM/FLAN | 18.38 | EA | 1
6113330 | United States | USD | EARTH ROD,CU BOND,POINTED | 17.04 | EA | 5
RBT9101HS | United States | USD | SPLICE,KIT,#9 CADWELD T-S | 166.86 | EA | 1
FLXPABB0024 | United States | USD | FLEXIBAR,ADV,3X50X1MM,ABB | 178.65 | EA | 1
561134 | Asia | USD | SBLL500 POWER TERMINAL | 36.26 | EA | 1
SBTBB346 | United States | USD | BOND,BOOTLEG,3/16 & 1 TAB | 6.4 | EA | 25
LK9PKG | United States | USD | COUPLER,LENTON INTERLOK, | 75.7 | EA | 275
534058L3M | United States | USD | FLEXIBAR,ADV,10X100X1,3M | 1913.4 | EA | 1
PBB490C6072RH | United States | USD | BOND,IMPD,ASSY,SIDE LEAD | 529.57 | EA | 1
CC5A40 | Europe | USD | COMP CABLE,60M,161 STRAND | 3504.19 | MT | 0
B100NP | United States | USD | ONE-SHOT,COVER,CERAMIC | 4.06 | EA | 1
534057EA01 | United States | USD | FLEXIBAR,ADV,8X100X1MM, | 117050.51 | EA | 1
ERICORE255U | United States | USD | DOWNCONDUCTOR,LIGHTNING | 33453.288 | EA | 1
AT42H | United States | USD | ROD,GRD,3/4X2M,CU CLAD, | 54.62 | EA | 50
SBA257A1 | United States | USD | CLIP,CONCRETE TIE,20/PKG | 29.94 | EA | 20
EGBA14209GGT | United States | USD | BUSBAR,GRD,CU,1/4X2X9,GG, | 99 | EA | 1
XBQ9C9C | United States | USD | MOLD,CABLE,HORZ X LAPPED, | 406.5 | EA | 1
534042RW04 | United States | USD | FLEXIBAR,ADV,10X50X1MM,RW | 158.51 | EA | 10
HAA1GPE | United States | USD | MOLD,CABLE TO HORZ STL,HO | 129.72 | EA | 1
PTC1T1V | United States | USD | MOLD,CABLE, HORZ THRU PAR | 212.91 | EA | 1
TDF200120/240 | United States | USD | FILTER,TRANSIENT,DESC,120 | 8890.18 | EA | 1
FLXPLAM0065 | United States | USD | FLEXIBAR,ADV,2X15.5X0.8MM | 172.77 | EA | 1
HDGTC162V | United States | USD | MOLD,CABLE TO GRD ROD, | 212.91 | EA | 1
CAFSA1LB | United States | USD | MOLD,CU TUBE TO BUS,VERT | 129.72 | EA | 1
SBS24882CWPW2 | United States | USD | BOND,JOINT HEAD,3/16 X 6 | 10.59 | EA | 60
T306 | Asia | USD | BLANKET,CERAMIC,WOVEN,18 IN X 24 IN | 229.83 | EA | 1
GBJGR162GR1 | United States | USD | MOLD,GRD,ROD TO RECEPTACL | 882.44 | EA | 1
B144B | Asia | USD | PACKING,PREFAB.,.25 X 3 X 3IN | 3.21 | EA | 20
TSM0162GR | United States | USD | STRUT,PIPE,CLAMP 1-1/2 CT | 16.38 | EA | 50
615800UPC | United States | USD | ROD,GRD,5/8X10,CU BONDED | 50.65 | EA | 5
534046 | United States | USD | FLEX ADV2MTC 6X63X1 | 557.43 | EA | 1
CAHBA1T | United States | USD | MOLD,CABLE,TO HORZ CAST | 129.72 | EA | 1
CLGD6 | United States | USD | TOOL,DEVICE,GAPPING,ETN | 21.48 | EA | 1
549300 | United States | USD | BRACKET,SUPPORT,CABS | 106.92 | EA | 2
534047RW35 | United States | USD | FLEXIBAR,ADV,8X63X1MM,RW, | 116.33 | EA | 10
ACFCTLG | United States | USD | LITERATURE,CADDY,MISC | 133.59 | EA | 0
RBM2671125N | United States | USD | FITTING,CADWELD,#18 END A | 221.58 | EA | 1
EPGC142144T | United States | USD | PERIMETER,GRD,STRAIGHT | 651.16 | EA | 1
557900 | United States | USD | RAIL,DIN,2M LG,15MM HIGH, | 11.58 | EA | 15
534031ABBI03 | United States | USD | FLEXIBAR,ADV,3X40X1MM,TIN | 61.9 | EA | 1
RJE602C | United States | USD | MOLD,CABLE TO REBAR,VERT | 596.26 | EA | 1
TACY4CY4C | United States | USD | MOLD,CABLE,HORZ TEE | 212.91 | EA | 1
SCB15001A | United States | USD | WELD METAL,CADWELD RAIL S | 59.31 | EA | 1
534026AMX03 | United States | USD | FLEXIBAR,ADV,5X32X1,AMX | 113.87 | EA | 10
RHC52Y6 | Europe | USD | MOLD RHC52Y6 | 212.91 | EA | 1
PTC8E8E | United States | USD | MOLD,CABLE, HORZ THRU PAR | 212.91 | EA | 1
PTC2P2C | United States | USD | MOLD,CABLE, HORZ THRU PAR | 212.91 | EA | 1
PHJ3D2Q | United States | USD | MOLD,CABLE,VERT THRU PARA | 882.44 | EA | 1
534018GE05 | United States | USD | FLEXIBAR,ADV,4X24X1MM,GE, | 108.66 | EA | 10
LPC528 | United States | USD | SPLICE,CU,CAST,CABLE, | 53.37 | EA | 1
PTC1Y1T | United States | USD | MOLD,CABLE,HORZ THRU PARA | 212.91 | EA | 1
250F80HQ | United States | USD | WELD METAL,CADWELD,F80,HQ | 39.34 | EA | 10
GTC143Q | United States | USD | MOLD,CABLE TO GRD ROD,VER | 212.91 | EA | 1
534137 | United States | USD | BUSBAR,FLEXIBLE,ADVANCED, | 486.96 | EA | 2
PTC3D2V | United States | USD | MOLD,CABLE,HORZ THRU | 212.91 | EA | 1
285130 | United States | USD | KIT,FLEXIBAR,LAM ABB 2.5 | 3008.731 | EA | 10
S1V41M | Europe | USD | MOLD,HV CABLE SPLICE,HORZ | 722.16 | EA | 1
LPC273LCTO | United States | USD | ROD,SOLID EXTENSION,CU, | 189.48 | EA | 1
VBC2QV12 | United States | USD | MOLD,CABLE TO VERT STL,VE | 212.91 | EA | 1
PHT1D1D | United States | USD | MOLD,CABLE VERT THRU PAR | 207.39 | EA | 1
RJC541H | United States | USD | MOLD,CABLE TO REBAR,VERT | 212.91 | EA | 1
54200001 | United States | USD | BRAID,POWER,3E CUSTOM | 84.48 | EA | 0
RBWS1538F | United States | USD | BASIN,POURING,#11 60 | 515.06 | EA | 1
556020 | United States | USD | POLY,SLEEVE,SPIRFLEX,25M, | 1.97 | MR | 1
UTB15DP | United States | USD | PROTECTOR,SURGE,UTB,2PAIR | 204.88 | EA | 1
633400HA01UL | United States | USD | ROD,GRD,3/4X10,CU CLAD,10 | 40.73 | EA | 5
XLPCC2G1H | United States | USD | MOLD,CABLE, HORZ TAP PARA | 252.73 | EA | 1
PB250PLUSF80 | United States | USD | CADWELD PLUS,#250,F80 | 28.11 | EA | 10
EPT1225 | Europe | USD | COUPLER FOR PIGTAIL MFG | 54.54 | EA | 1
557060 | Asia | USD | FLAT PLAIN COPPER BRAID FRCB 15-25 | 10.95 | MT | 1
EGBA14618BB | United States | USD | BAR,GRD BUS,1/4 X 6 X 18, | 302 | EA | 1
EGBA14448GG | United States | USD | BAR,GRD BUS,1/4 X 4 X 48 | 555 | EA | 1
615853 | Europe | USD | EARTH ROD,CU BOND,POINTED | 32.43 | EA | 5
A135A07 | United States | USD | PLUG,GRAPHITE,ADJUSTABLE | 357.82 | EA | 0
534056RW48 | United States | USD | FLEXIBAR,ADV,6X100X1MM,RW | 466.38 | EA | 10
SGD11002SNE | Asia | USD | DIVERTER,SURGE,SPARKGAP,100KA,350V | 386.81 | EA | 1
LPA228 | United States | USD | POINT,AL,1/2 X 48IN | 43.09 | EA | 1
VBC2GV1.50 | United States | USD | MOLD,CABLE TO VERT STL,VE | 212.91 | EA | 1
DT248010R | Europe | USD | DIVERTER,TYPE 2, 480V, 10 | 61.08 | EA | 1
GRC332G | United States | USD | MOLD,CABLE TO GRD ROD,VER | 212.91 | EA | 1
EL2220A2ES | United States | USD | COUPLER,LENTON STANDARD,# | 50.35 | EA | 1
LPC226L | United States | USD | POINT,CU,1/2IN X 30IN | 56.45 | EA | 1
BWCEE | United States | USD | MOLD,BUS/LUG TO VERT STL, | 212.91 | EA | 1
GMRP190D5 | United States | USD | MOLD,CABLE TO GRD ROD,VER | 289.29 | EA | 1
534036ABBI12 | United States | USD | FLEXIBAR,ADV,10X40X1,ABBI | 126.38 | EA | 1
XBM2Q1Y | United States | USD | MOLD,CABLE,HORZ X LAPPED | 649.88 | EA | 1
534525 | Asia | USD | IBS ADV 185-1030-10 | 228.43 | EA | 2
EGBA14124NN | United States | USD | BAR,GRD BUS,1/4 X 1 X 24 | 138 | EA | 1
RWR521T | United States | USD | MOLD,CABLE TO REBAR,VERT | 289.29 | EA | 1
RJE552C | United States | USD | MOLD,CABLE TO REBAR,VERT | 596.26 | EA | 1
BQDEHEH | United States | USD | MOLD,BUS BAR,VERT TEE TAP | 451.38 | EA | 1
RJE582L | United States | USD | MOLD,CABLE TO REBAR,VERT | 596.26 | EA | 1
ERICORE105T | United States | USD | DOWNCONDUCTOR,LIGHTNING, | 15035.116 | EA | 1
PB19GY182Q | United States | USD | MOLD,CABLE TO GRD ROD,VER | 430.5 | EA | 1
GRC339B | United States | USD | MOLD,CABLE TO GRD ROD,VER | 212.91 | EA | 1
RAC1L2Q | United States | USD | MOLD,GRD ROD TO RECEPTACL | 212.91 | EA | 1
S1V56 | United States | USD | MOLD,HV CABLE SPLICE,HORZ | 472.99 | EA | 1
CMPR500 | United States | USD | TERMINAL,AIR,MULTIPLE,500 | 328.63 | EA | 1
613440 | Asia | USD | ROD,GRD,3/4X4,CU BONDED, 10 MIL | 31.31 | EA | 5
554277LUC | United States | USD | BRAID,CPI 16-150-8 | 6.08 | EA | 200
XACY7Y7 | United States | USD | MOLD,CABLE,HORZ X SAME PL | 212.91 | EA | 1
PB10GT161H | United States | USD | MOLD,CABLE TO GRD ROD,VER | 208.86 | EA | 1
XLLAC2G005 | United States | USD | MOLD,CABLE TO BUS/LUG,HOR | 252.73 | EA | 1
PBK150 | United States | USD | LUG,KIT,CONNECTION | 5783.39 | EA | 1
534041KOM17 | United States | USD | FLEXIBAR,ADV,8X50X1MM,KOM | 284.77 | EA | 1
GTC14Y3 | United States | USD | MOLD,CABLE TO GRD ROD,VER | 212.91 | EA | 1
LPC050IN0004.5 | United States | USD | CABLE, CU, SMOOTH WEAVE, | 132.9 | EA | 1
BACDE | United States | USD | MOLD,BUS BAR,HORZ SPLICE | 212.91 | EA | 1
FLXPQUR0001 | United States | USD | FLEXIBAR,ADV,6X15.5X0.8MM | 136.9 | EA | 10
RBW65518HA | United States | USD | SLEEVE,CADWELD,LOW SLIP # | 243.83 | EA | 1
RJE572G | United States | USD | MOLD,CABLE TO REBAR,VERT | 596.26 | EA | 1
534041PHM21 | United States | USD | FLEXIBAR,ADV,8X50X1MM,PHM | 198.39 | EA | 1
FJ1T24 | United States | USD | JUMPER,FLEXIBLE,2 RLAY | 52.48 | EA | 1
EGBA14415CCT | United States | USD | BAR,GRD BUS,1/4 X 4 X 15 | 213 | EA | 1
563820 | Asia | USD | DIST BLOCK 4POLE 100/125A | 35.92 | EA | 50
K223R | United States | USD | MOLD,KIT,GN STYLE,REPLACE | 381.39 | EA | 1
553510 | United States | USD | CONNECTOR,BUSBAR,CABLE TO | 5.62 | EA | 15
UTB30DPS | United States | USD | PROTECTOR,SURGE,UTB,COMBI | 205.2 | EA | 1
TADV1V1 | United States | USD | MOLD,CABLE,HORZ TEE | 451.38 | EA | 1
LPC516L | Europe | USD | SPLICER,CU,PARALLEL,1. | 32.45 | EA | 25
LPC202ST | Asia | USD | AIR TERM,CU,3/8 X 12 NICKEL SAFETY T | 39.61 | EA | 1
CAHEA1G10 | United States | USD | MOLD,CABLE TO HORZ CAST I | 129.72 | EA | 1
DRE54Y3 | United States | USD | MOLD,CABLE TO VERT REBAR, | 596.26 | EA | 1
S1V52M | United States | USD | MOLD,HV CABLE SPLICE,HORZ | 722.16 | EA | 1
GEM25ABKT | United States | USD | GROUNDING,MATL,ENHANCMENT | 64.59 | EA | 1
VNC1VLH | United States | USD | MOLD,CABLE TO VERT STL,HO | 212.91 | EA | 1
KITCDMV01 | Asia | USD | KIT,CADWELD,MULTI VERTICAL | 1264.05 | EA | 1
SGT240M | United States | USD | SPARK GAP TYPE 2 MODULE, | 113.44 | EA | 1
EBCEALEAL | United States | USD | MOLD,BUS BAR,HORZ X LAPPE | 212.91 | EA | 1
TDDX5W32C | Europe | USD | MOLD TDDX5W32C | 451.38 | EA | 1
534011SE03 | United States | USD | FLEXIBAR,ADV,3X20X1MM,SE, | 39.76 | EA | 1
A240C2S36001LH | United States | USD | CLAMP,FENCE,4/0X36 FLEX J | 217.6 | EA | 1
GTC18Y1 | United States | USD | MOLD,CABLE TO GRD ROD,VER | 212.91 | EA | 1
LPC711 | Asia | USD | GROUND ROD,CU,SOLID 3/4IN X 10 FT | 589.62 | EA | 1
SCB10001A | Asia | USD | WELD METAL,CADWELD RAIL | 55.06 | EA | 1
RRA541E | United States | USD | MOLD,CABLE TO REBAR,HORZ | 129.72 | EA | 1
B187C05LHX | United States | USD | FRAME,ASSY,5X4 K PRICE | 1127.99 | EA | 1
534029ABB25 | United States | USD | FLEXIBAR,ADV,10X32X1,ABB, | 200.05 | EA | 5
LJCGG2G | United States | USD | MOLD,CABLE TO BUS/LUG,HOR | 212.91 | EA | 1
SKID39X47 | United States | USD | PALLET, SHIPPING | 65.48 | EA | 0
SBG20046 | United States | USD | GRINDING WHEEL,5 PACK | 13.1 | EA | 5
GTC161E | United States | USD | MOLD,CABLE TO GRD ROD,VER | 212.91 | EA | 1
ECRV102Q4DB | Europe | USD | GROUND ROD,VERT,10 FT,4/0 | 1152.96 | EA | 1
LJCEALY6 | United States | USD | MOLD,CABLE TO BUS/LUG,HOR | 212.91 | EA | 1
558930 | United States | USD | FLEXIBAR FOLDING TOOL MFF | 3783.74 | EA | 1
BMCEAJCAJ | United States | USD | MOLD,BUS BAR,HORZ TEE BAR | 212.91 | EA | 1
47858690AEP | United States | USD | ROD,GRD,5/8,CU PLATED,15 | 70.4 | EA | 0
FLXPSHL0004 | United States | USD | FLEXIBAR,ADV,5X20X1MM,SHL | 303.242 | EA | 1
534036GE10 | United States | USD | FLEXIBAR,ADV,10X40X1MM,GE | 316.4 | EA | 10
XAC2Q2L | United States | USD | MOLD,CABLE,HORZ X SAME PL | 212.91 | EA | 1
615883PWC01 | United States | USD | ROD,GRD,5/8X8,CU BONDED | 25.07 | EA | 100
HDSSC2L | United States | USD | MOLD,CABLE,HORZ SPLICE | 212.91 | EA | 1
OMG200C2P | United States | USD | OMEGA LEXAN, TDX200C, 2PH | 8.18 | EA | 1
SBB855C1G48 | United States | USD | STUD,GROUNDING,AL/CU,W/PI | 84.36 | EA | 1
XAC2QS7 | United States | USD | MOLD,CABLE,HORZ X SAME PL | 212.91 | EA | 1
FLXPABB0099 | United States | USD | FLEXIBAR,ADV,3X24X1MM,ABB | 141.417 | EA | 1
534021SAF04 | United States | USD | FLEXIBAR,ADV,8X24X1MM,SAF | 201.75 | EA | 10
NCR181T | United States | USD | MOLD,CABLE TO GRD ROD,HOR | 289.29 | EA | 1
A814A064CCST | United States | USD | WIRE,STL,CU CLAD,TIN,#14, | 110.13 | EA | 1
PQDS1000B120 | United States | USD | PQDS-1-2P-120/240V, | 1043.02 | EA | 1
569252 | Asia | USD | UD400112AL | 21.28 | EA | 60
EL12C2 | United States | USD | COUPLER,LENTON HALF,#4 | 18.17 | EA | 1
SBNT1181V | United States | USD | ONE-SHOT,CABLE TO GRD ROD | 13.75 | EA | 6
EL28P9SS | United States | USD | COUPLER,LENTON POSITION, | 369.36 | EA | 1
LPC241ST | United States | USD | POINT,CU,BLUNT,5/8IN X | 46.93 | EA | 1
CCR608S | United States | USD | STAINLESS STEEL CROSS CON | 9.08 | EA | 1
VFRT3 | United States | USD | MOLD,CABLE TO VERT STL,VE | 289.29 | EA | 1
RBM266785F | United States | USD | FITTING,CADWELD,#10 OR #1 | 211.13 | EA | 1
PHJ3A3A | United States | USD | MOLD,CABLE,VERT THRU PARA | 882.44 | EA | 1
SES200277/480CM | United States | USD | PROTECTOR,SURGE,277/480V, | 7475.27 | EA | 1
563615 | United States | USD | BRAID,SHUNT,INSULATED, | 9.35 | EA | 10
715036 | United States | USD | ADAPTOR SET DRILL D=8 | 583.02 | EA | 1
LPA55312 | United States | USD | BASE,STAMPED,AND CAP ASSE | 16.46 | EA | 1
ADCOMP001 | United States | USD | TERMINAL,EMISSION,REPLACE | 70.79 | EA | 1
ERICORE264U | United States | USD | DOWNCONDUCTOR,LIGHTNING, | 34633.977 | EA | 1
TAC2C3Q | United States | USD | MOLD,CABLE,HORZ TEE | 212.91 | EA | 1
556780 | United States | USD | BRAID,PREFAB,150X23X2.1MM | 6.58 | EA | 10
B921CC38 | United States | USD | LUG,CU,1/8 X 5/8,3/8 BOLT | 7.92 | EA | 0
PBWY7LH | United States | USD | MOLD,CABLE HORZ TO RAIL | 142.64 | EA | 1
PTC2Q2F | United States | USD | MOLD,CABLE, HORZ THRU PAR | 212.91 | EA | 1
ERICORE125T | United States | USD | DOWNCONDUCTOR,LIGHTNING, | 17658.887 | EA | 1
534026AMX18 | United States | USD | FLEXIBAR,ADV,5X32X1,AMX | 98.68 | EA | 10
VBC9EV3C | United States | USD | MOLD,CABLE TO VERT STL,VE | 212.91 | EA | 1
EHL58C1K | Asia | USD | HAMMERLOCK,5/8 CUBOND TO #4 SOLID | 23.81 | EA | 25
635870 | Europe | USD | EARTH ROD,CU BOND,THREAD | 39.44 | EA | 5
557350RES02 | United States | USD | BRAID,EARTH,CU,1.25X5.85 | 43.41 | EA | 1
PB13RX3H80ASRH | United States | USD | MOLD,CABLE TO RAIL,HORZ T | 208.86 | EA | 1
LPC2833F3M | United States | USD | ADAPTER,CU,SWIVEL,3/8IN | 40.59 | EA | 1
XADT6 | United States | USD | MOLD,CABLE,HORZ X SAME PL | 451.38 | EA | 1
UTB5SPG | Asia | USD | UTB, 1PR,PLUGABLE,5V,2A,20kA,ISO GND | 184.63 | EA | 1
XBV3Q3QHQ | United States | USD | MOLD,CABLE,HORZ X LAPPED | 935.06 | EA | 1
HSC2LW | United States | USD | MOLD,CABLE TO HORZ STL,HO | 233.07 | EA | 1
CAHBA1Y12 | United States | USD | MOLD,CABLE,TO HORZ CAST I | 129.72 | EA | 1
EGBA14106HH | United States | USD | BUSBAR,GRD,CU,1/4X1X6,HH, | 48 | EA | 1
B295X51YZ | United States | USD | LABEL,ADHESIVE,GRD,3X7 CL | 85.51 | EA | 0
LPC247 | United States | USD | POINT,CU,5/8IN X 36IN | 172.76 | EA | 1
PB10LA3SEF | United States | USD | MOLD,CABLE TO BUS/LUG,HOR | 153.72 | EA | 1
HDSSD4Y | United States | USD | MOLD,CABLE,HORZ SPLICE | 451.38 | EA | 1
RHC53Y6 | Europe | USD | MOLD RHC53Y6 | 212.91 | EA | 1
534519 | United States | USD | IBS ADV 120-1030-10 | 150.05 | EA | 2
558268 | United States | USD | BRAID,SHUNT,INSUL,50MM SQ | 42.98 | EA | 0
RBWS1467C | United States | USD | BASIN,POURING,#8 STANDARD | 233.68 | EA | 1
534034GE57 | United States | USD | FLEXIBAR,ADV,6X40X1MM,GE, | 289.97 | EA | 10
SN37 | Asia | USD | CADDY SN SERIES NUT 3/8 | 495.3 | EA | 1
GT1182G | Asia | USD | ONE-SHOT, CABLE TO GRD ROD,VERT TEE HORZ | 25.98 | EA | 1
VVF3DHQ | United States | USD | MOLD,CABLE TO VERT STL, | 507.28 | EA | 1
LPC482SH | Asia | USD | CABLE FASTENER 2 BOLT 1/2* STUD | 68.42 | EA | 1
LECT4PAM | United States | USD | MOLD,CABLE TO BUS/LUG,HOR | 212.91 | EA | 1
SBAB18COCD5SS | United States | USD | CLIP,RAIL,ASSY | 10.99 | EA | 100
SBG141 | United States | USD | ENGINE,GRINDER,6FT,FLEX | 4212.53 | EA | 1
545135 | Europe | USD | EARTH BAR BEP 25X5X200MM | 27.07 | EA | 0.75
HSC2P | United States | USD | MOLD,CABLE TO HORZ STL,HO | 212.91 | EA | 1
TAD4L4L | United States | USD | MOLD,CABLE,HORZ TEE | 451.38 | EA | 1
TAC2C1H | United States | USD | MOLD,CABLE,HORZ TEE | 212.91 | EA | 1
B577C1N33.5 | United States | USD | JUMPER,SUBASSY,W/TERMINAL | 6.2 | EA | 0
556750 | Asia | USD | EARTH BRAID MBJ 30-250-10 | 8.36 | EA | 10
558305ADV | United States | USD | IBSBADV 25-513-6 E&I | 8.06 | EA | 100
EGBA12412NN | United States | USD | BAR,GRD BUS,1/2 X 4 X 12 | 234 | EA | 1
FJ1T18 | United States | USD | JUMPER,FLEXIBLE,2 RLAY | 48.94 | EA | 1
EGBA14230EET | United States | USD | BAR,GRD BUS,1/4 X 2 X 30, | 288 | EA | 1
LLCJH2V | United States | USD | MOLD,CABLE TO BUS/LUG,VER | 212.91 | EA | 1
EL16D6Q | United States | USD | ANCHOR,LENTON TERMINATOR, | 15.76 | EA | 1
EGBA38448GG | United States | USD | BAR,ASSY,GRD BUS 3/8 X 4 | 603 | EA | 1
XLVSC2QV8C | United States | USD | MOLD,CABLE TO VERT STL,45 | 252.73 | EA | 1
T315A | Asia | USD | CADWELD TOOL BOX | 681.58 | EA | 1
503440 | Asia | USD | ROUND BRAID RTCBI 15-50 | 81.74 | MT | 25
505677 | United States | USD | BUSBAR,SPECIAL,C11000 CU | 26.63 | EA | 1
RHH552Q | United States | USD | MOLD,CABLE TO REBAR,HORZ | 373.05 | EA | 1
RBT14101A | United States | USD | SLEEVE,CADWELD,#14 T-SERI | 128.8 | EA | 1
ADCOMP057 | United States | USD | MEDIUM FINIAL TIP, D/SMKI | 67.54 | EA | 1
SSCY32Q | United States | USD | MOLD,CABLE,HORZ SPLICE | 212.91 | EA | 1
534059 | Asia | USD | FLEX ADV2MTC 12X100X1 | 1672.85 | EA | 1
CSP1NMF600 | Europe | USD | COAX SURGE PROTECTOR,600V | 129.31 | EA | 1
PG11LPLUS | United States | USD | ONE-SHOT,MOLD,CABLE,HORZ | 24.07 | EA | 6
ML552 | United States | USD | TOOL BOX,QUICK-WEDGE,ML50 | 159.78 | EA | 1
TDS50240 | United States | USD | SUPPRESSOR,TRANSIENT,DISC | 349.94 | EA | 1
CS812R10 | United States | USD | SUPPORT,CONDUIT,1/2,3/4 | 9.37 | EA | 10
NDR161G | United States | USD | MOLD,CABLE TO GRD ROD,HOR | 289.29 | EA | 1
UTB60SPGM | United States | USD | PROTECTOR,SURGE,UTB REPLA | 135.29 | EA | 1
GTC16T3 | Europe | USD | MOLD GTC16T3 | 212.91 | EA | 1
182003 | Asia | USD | CAT48HPE-INS, 75 MM | 15.47 | EA | 0
TAC1K1K | United States | USD | MOLD,CABLE,HORZ TEE | 212.91 | EA | 1
534034ARZ25 | United States | USD | FLEXIBAR,ADV,6X40X1MM,ARZ | 253.67 | EA | 10
B295BLNKT28 | United States | USD | LABEL,TRANSFER,BLANK,3 X | 184.65 | EA | 0
PBAT12S10 | United States | USD | BOND,ARC WELD JOINT,AT1 | 54.86 | EA | 1
HDHSD3Q | United States | USD | MOLD,CABLE TO HORZ STL, | 451.38 | EA | 1
A927D020 | United States | USD | SCREW,FLAT HEAD,#10-16 X | 0.18 | EA | 0
PB63SC4Y3Q | United States | USD | MOLD,CABLE,HORZ SPLICE SI | 366.25 | EA | 1
LPA229ST79 | United States | USD | POINT,AL,BLUNT,1/2X79IN, | 50.65 | EA | 1
556660 | United States | USD | BRAID,PREFAB,300MM,120A | 5.61 | EA | 10
GTCP190Y4 | United States | USD | MOLD,CABLE TO GRD ROD,VER | 212.91 | EA | 1
GTC16T1 | United States | USD | MOLD,CABLE TO GRD ROD,VER | 212.91 | EA | 1
633440 | United States | USD | ROD,GRD,3/4X4,SEC,CU BOND | 34.15 | EA | 5
556620 | United States | USD | BRAID,CU FLAT | 2.99 | EA | 10
534018L3M | United States | USD | FLEXIBAR,ADV,4X24X1MM,3M | 190.07 | EA | 0
GRC182E | United States | USD | MOLD,CABLE TO GRD ROD,VER | 212.91 | EA | 1
LPC150CTO | United States | USD | CABLE,CU,MINI SMOOTH | 4.08 | EA | 1
LPC050IN0500.0 | United States | USD | CABLE,CU,SMOOTH WEAVE, IN | 10393.44 | EA | 1
534053RW05 | United States | USD | FLEXIBAR,ADV,10X80X1MM,RW | 418.38 | EA | 10
LPC331L | Asia | USD | BASE,CU,STRAP,PIPE MOUNT,TINNED | 85.63 | EA | 0
HDTAC2G2GW | United States | USD | MOLD,CABLE,HORZ TEE | 273.39 | EA | 1
MBA14CCL | United States | USD | MOLD,BLANK,3 X 2 1/2 X 5 | 172.75 | EA | 1
RTBN50M | United States | USD | RAIL TRANSIENT BARRIER, | 78.07 | EA | 1
B405A | United States | USD | HINGE,ASSY,FRONT COVER DR | 7.66 | EA | 0
PBXLB971A1 | United States | USD | BATTERY ASSY,EXOLON | 138.81 | EA | 0
BAKGN | United States | USD | MOLD,FRAME,ASSY,DETAIL | 966.13 | EA | 1
A238GC2S24KIT | United States | USD | CLAMP,FENCE,4/0X24 FLEX, | 530.92 | EA | 1
558920 | Asia | USD | FLEXIBAR BENDING TOOL | 1161.23 | EA | 1
549200 | United States | USD | THREADED BAR 1M TCB 18X4 | 92.4 | EA | 4
XBZY9Y9 | United States | USD | MOLD,CABLE,HORZ X LAPPED | 610.58 | EA | 1
DT215010R | Asia | USD | Type 2, 150V, 1 0 | 88.93 | EA | 1
RBM2687126G | United States | USD | FITTING,CADWELD,#11/#14 E | 380.79 | EA | 1
LPA141250 | Asia | USD | WIRE,AL,SOLID SOFT,#4 AWG,250 FT REEL | 1.32 | FT | 250
FLXPLAM0003 | Asia | USD | 718-A57352-001 | 491.57 | EA | 1
CMC14FAM | Europe | USD | MOLD CMC14FAM | 212.91 | EA | 1
EGBA14420CB | United States | USD | BAR,GRD BUS,1/4 X 4 X 20 | 238 | EA | 1
561177 | United States | USD | BLOCK,POWER,SBF4C1600AL | 193.59 | EA | 1
SSC1V1L | United States | USD | MOLD,CABLE,HORZ SPLICE | 212.91 | EA | 1
A929G003 | United States | USD | WASHER,SEALING,5/16 LEAD | 2.48 | EA | 1
EL57T36P8 | United States | USD | COUPLER,LENTON,POS,TRANS, | 314.6 | EA | 1
TAC2F2P | United States | USD | MOLD,CABLE,HORZ TEE | 212.91 | EA | 1
SK565I | Asia | USD | STRUT CLIP | 550.03 | EA | 0
LPC30258 | Asia | USD | BASE,CABLE,AND AIR TERMINAL BASE ASSY | 48.64 | EA | 1
635843FS01 | United States | USD | ROD,GRD,5/8X1200MM,CU BON | 25.53 | EA | 5
PBC22W36TA | United States | USD | BOND,RAIL C,250KCM RLAY 3 | 55.24 | EA | 50
XLHSC1V | United States | USD | MOLD,CABLE TO HORZ STL,HO | 252.73 | EA | 1
LPS222 | United States | USD | POINT,SS,1/2IN X 12IN | 33.35 | EA | 1
FLXPKOM0010 | United States | USD | FLEXIBAR,ADV,3X40X1MM,KOM | 250.088 | EA | 1
HDXBV3A2Q | United States | USD | MOLD,CABLE,HORZ X LAPPED | 935.06 | EA | 1
B117B | United States | USD | DISK,STL,1 INCH,11 PER PA | 0.13 | EA | 10
A811A26F50 | United States | USD | STOCK,BAR,CU,26GA X 2 IN | 118.06 | EA | 1
GFC182C | United States | USD | MOLD,CABLE TO GRD ROD,HOR | 212.91 | EA | 1
MBG01CCL | United States | USD | MOLD,BLANK,3 X 2 1/2 X 5 | 122.7 | EA | 1
TAC2Q9C | United States | USD | MOLD,CABLE,HORZ TEE | 212.91 | EA | 1
GR1161VPLUS | United States | USD | ONE-SHOT,CABLE TO GRD ROD | 21.85 | EA | 6
VBC1K | United States | USD | MOLD,CABLE TO VERT STL,VE | 212.91 | EA | 1
EGBA14412FF | United States | USD | BAR,GRD BUS,1/4 X 4 X 12 | 150 | EA | 1
EGBA14436LL | United States | USD | BAR,GRD BUS,1/4 X 4 X 36 | 414 | EA | 1
561175 | Asia | USD | POWER BLOCK SB2C2C 1000AL | 119.25 | EA | 180
561153 | Asia | USD | BLOCK,SPLICE 400A 1000V CBLE-TO-FLEXIBAR | 64.99 | EA | 1
EGBA14318GG | United States | USD | BAR,GRD BUS,1/4 X 3 X 18 | 180 | EA | 1
CDMV0158 | United States | USD | MOLD,GRAPHITE,MULTI,VERT | 213.29 | EA | 1
FLXPABB0090 | United States | USD | FLEXIBAR,ADV,8X63X1MM,ABB | 241.032 | EA | 1
633480SG01 | United States | USD | GROUND ROD,COPPERBONDED, | 63.2 | EA | 5
LPC245B | Europe | USD | POINT,CU,5/8IN X 24 IN | 77.3 | EA | 1
DCV5000 | United States | USD | CONCENTRATED DRILLING | 536.23 | EA | 1
EL16D6 | United States | USD | COUPLER,LENTON TERMINATOR | 7.34 | EA | 1
LACY9PAL | Europe | USD | MOLD LACY9PAL | 212.91 | EA | 1
CAHAA1TA | United States | USD | MOLD,CABLE TO HORZ STL,HO | 129.72 | EA | 1
534034PHM06 | United States | USD | FLEXIBAR,ADV,6X40X1MM,PHM | 181.9 | EA | 1
B532C2Q240 | United States | USD | JUMPER,ASSY,4/0 CONC 240 | 330.21 | EA | 0
PTC2G1L | United States | USD | MOLD,CABLE, HORZ THRU PAR | 212.91 | EA | 1
M2375X | United States | USD | FRAME,ASSY,J PRICE 2PC | 61.04 | EA | 1
PB13ST1L150BLH | United States | USD | MOLD,CABLE TO RAIL,HORZ T | 270.36 | EA | 1
PB80QT3Q001 | United States | USD | MOLD,CABLE TO RAIL,HORZ T | 697.55 | EA | 1
TAC1V8C | United States | USD | MOLD,CABLE,HORZ TEE | 212.91 | EA | 1
559690 | United States | USD | INS,2-5/8,5/8-11 X 3/4 | 5.29 | EA | 10
EDT230020R | Europe | USD | ENHANCED TYPE 2, 300V, 20 | 246.07 | EA | 1
PBK011 | United States | USD | LUG KIT,RAIL | 95.07 | EA | 1
534138 | United States | USD | BUSBAR,FLEXIBLE,ADVANCED, | 516.02 | EA | 2
TACY1Y4 | United States | USD | MOLD,CABLE,HORZ TEE | 212.91 | EA | 1
534053RW17 | United States | USD | FLEXIBAR,ADV,10X80X1,RW | 479.93 | EA | 1
EL22D6ES | United States | USD | COUPLER,LENTON TERMINATOR | 18.76 | EA | 1
EL32D6MG | United States | USD | COUPLER,LENTON TERMINATOR | 43.36 | EA | 1
SBNX1181L | United States | USD | ONE-SHOT,CABLE TO GRD ROD | 26.31 | EA | 6
MBA21CCL | United States | USD | MOLD,BLANK,3 X 4 X 6 IN,S | 203.26 | EA | 1
GQR332Q | United States | USD | MOLD,CABLE TO GRD ROD,VER | 289.29 | EA | 1
PTC1V2C | United States | USD | MOLD,CABLE,HORZ THRU PARA | 212.91 | EA | 1
534052NEX01 | United States | USD | FLEXIBAR,ADV,8X80X1,NEX | 623.38 | EA | 1
PBC32W9WSB | United States | USD | BOND,STUB END C,250KCM | 23.49 | EA | 0
EDT275010R | Asia | USD | Enhanced Type 2, 750V, 1 0 | 89.39 | EA | 0
CAHBA1G30 | United States | USD | MOLD, CABLE TO HORZ CAST | 129.72 | EA | 1
FLXPLAM0106 | Asia | USD | 718-A58306-001 | 152.52 | EA | 1
EGBA14218EE | United States | USD | BAR,GRD BUS,1/4 X 2 X 18 | 144 | EA | 1
SPDS100240D | United States | USD | PQI, TDX100S240D | 3104.84 | EA | 1
GCC58F | United States | USD | GROUND ROD,COUPLING,GALV | 13.46 | EA | 25
VSC2B | United States | USD | MOLD,CABLE TO VERT STL,45 | 212.91 | EA | 1
RBW343188KIT | United States | USD | KIT,BRUSH & DOWEL,UNASSEM | 51.48 | EA | 1
VSCY6 | United States | USD | MOLD,CABLE TO VERT STL,45 | 212.91 | EA | 1
XBM9E9E | United States | USD | MOLD,CABLE,HORZ X LAPPED | 649.88 | EA | 1
RC70 | Asia | USD | CLAMP,REBAR,COND 10-70MM2,BAR 8-18MM | 56.09 | EA | 1
534020RW05 | United States | USD | FLEXIBAR,ADV,6X24X1MM,RW, | 153.41 | EA | 1
UTB15SPM | United States | USD | PROTECTOR,SURGE,UTB REPLA | 117.8 | EA | 1
FLXPHDQ0001 | United States | USD | FLEXIBAR,ADV,10X80X1,HDQ, | 505.86 | EA | 1
EL16A2MG | United States | USD | COUPLER,LENTON STANDARD, | 27.09 | EA | 1
ESB2 | Asia | USD | CONNECTOR,SPLIT BOLT,SIL BRZ,6 SOL-2 STR | 10.79 | EA | 50
XLGTC181T | United States | USD | MOLD,CABLE TO GRD ROD,VER | 252.73 | EA | 1
EL22P9 | United States | USD | COUPLER,LENTON POSITION,# | 73.82 | EA | 1
PTC9FS7 | United States | USD | MOLD,CABLE, HORZ THRU PAR | 212.91 | EA | 1
VBC2G | United States | USD | MOLD,CABLE TO VERT STL,VE | 212.91 | EA | 1
NT1181L | United States | USD | ONE-SHOT,CABLE TO GRD ROD | 27.46 | EA | 6
XLTAC3Q2QW | United States | USD | MOLD,CABLE,HORZ TEE | 313.21 | EA | 1
RRH54Y7 | United States | USD | MOLD,CABLE TO REBAR,HORZ | 373.05 | EA | 1
TACY4Y6 | Europe | USD | MOLD TACY4Y6 | 212.91 | EA | 1
FLXPLAM0103 | United States | USD | FLEXIBAR,ADV,2X15.5X0.8MM | 384.56 | EA | 1
EGBA14436JJ | United States | USD | BAR,GRD BUS,1/4 X 4 X 36 | 414 | EA | 1
CAHCA1LB | United States | USD | MOLD,CABLE TO HORZ STL, | 129.72 | EA | 1
534010ABB04 | United States | USD | FLEXIBAR,ADV,2X20X1MM,ABB | 35.07 | EA | 10
GYE163D | United States | USD | MOLD,CABLE TO GRD ROD,VER | 596.26 | EA | 1
534505 | United States | USD | IBS ADV 25-830-8-10 | 24.19 | EA | 10
GRC142Q | United States | USD | MOLD,CABLE TO GRD ROD,VER | 212.91 | EA | 1
PTC9F9C | United States | USD | MOLD,CABLE, HORZ THRU PAR | 212.91 | EA | 1
EL43TA2Q | United States | USD | COUPLER,LENTON STANDARD, | 95.48 | EA | 1
CA45XF19 | United States | USD | WELD METAL,ALLOY,XF19 CAT | 11.08 | EA | 20
EDT248010R | Europe | USD | ENHANCED TYPE 2, 480V, 10 | 83.82 | EA | 1
UTB110DP | United States | USD | PROTECTOR,SURGE,UTB,2PAIR | 216.1 | EA | 1
BACFA38 | United States | USD | MOLD,BUS BAR,HORZ SPLICE | 212.91 | EA | 1
LPC126RL500 | United States | USD | CABLE,CU,ROPELAY,28 STR | 12.33 | FT | 1
VSC2CV8C | United States | USD | MOLD,CABLE TO VERT STL,45 | 212.91 | EA | 1
EL25D14SS | United States | USD | ANCHOR,LENTON TERMINATOR, | 173.67 | EA | 1
LAC3DEK | United States | USD | MOLD,CABLE TO BUS/LUG,HOR | 212.91 | EA | 1
RDC521K | United States | USD | MOLD,CABLE TO REBAR,HORZ | 212.91 | EA | 1
LPC205B | United States | USD | POINT,CU,BARE,3/8IN X 24I | 32.49 | EA | 1
A927F183 | United States | USD | BOLT,HEX HEAD,1/4-20 X 1- | 0.64 | EA | 1
GYR181T | United States | USD | MOLD,CABLE TO GRD ROD,VER | 289.29 | EA | 1
A806A12 | United States | USD | BOND STRAND,SIGNAL,3/16,6 | 0.23 | IN | 0
S429F4N24 | United States | USD | SLEEVE,CU,FLARED,750 RLAY | 9.06 | EA | 25
TMGBA12L15PT | United States | USD | BAR ASSY,GRD BUS,1/4X4X12 | 174 | EA | 1
EGBA12224BB | United States | USD | BAR,GRD BUS,1/2 X 2 X 24 | 402 | EA | 1
TAC2V1V | United States | USD | MOLD,CABLE,HORZ TEE | 212.91 | EA | 1
4010300EG | Asia | USD | #401 EG CLEVIS 3 | 1602.3 | EA | 100
PB10LA3NEG | United States | USD | MOLD,CABLE TO BUS/LUG,HOR | 153.72 | EA | 1
FJ2Q156 | United States | USD | JUMPER,SWAGED,4/0 CONC | 240.75 | EA | 0
EL57T43TA2MG | United States | USD | COUPLER,LENTON STANDARD,# | 203.29 | EA | 1
EGBA12416CA | United States | USD | BAR,GRD BUS,1/2 X 4 X 16 | 306 | EA | 1
LPCC5810NC4 | United States | USD | COPPERCLAD AIR TERMINAL 5 | 162.39 | EA | 1
534441 | United States | USD | IBSB ADV 240-330-10-12 | 78.71 | EA | 2
EL3632A2 | United States | USD | COUPLER,LENTON STANDARD,# | 55.54 | EA | 1
FLXPRW0005 | United States | USD | FLEXIBAR,ADV,6X32X1, RW | 294.05 | EA | 1
GTC189F001 | United States | USD | MOLD,CABLE TO GRD ROD,VER | 212.91 | EA | 1
GTT14A1L | United States | USD | MOLD,CABLE TO GRD ROD,VER | 225.58 | EA | 1
B1622Q | Europe | USD | GRD PLATE,GRD,2 HOLE,12-1 | 50.86 | EA | 0.5
HDTAC2Q2G | Europe | USD | MOLD HDTAC2Q2G | 212.91 | EA | 1
561136 | Asia | USD | SBLL800 POWER TERMINAL | 61.29 | EA | 20
LPC502A | United States | USD | SPLICE,CABLE,STAMPED ASSE | 13.32 | EA | 1
VSC1L | United States | USD | MOLD,CABLE TO VERT STL,45 | 212.91 | EA | 1
LPLC404CTO | Asia | USD | CABLE,CU,LEAD COVERED, CONC,19 STR X .10 | 92.49 | EA | 1
FGCF3 | United States | USD | CLAMP,GRD,250KCMIL,BRZ | 26.25 | EA | 0
TAC2V9J | United States | USD | MOLD,CABLE,HORZ TEE | 212.91 | EA | 1
TACT4 | United States | USD | MOLD,CABLE,HORZ TEE | 212.91 | EA | 1
EL28S13 | United States | USD | COUPLER,LENTON,STRAIGHT, | 53.12 | EA | 1
545910 | United States | USD | DIE,HOLDER | 429.65 | EA | 1
EBDBAMLH | United States | USD | MOLD,BUS BAR,HORZ X LAPPE | 451.38 | EA | 1
LPA544 | United States | USD | CLAMP,AL,STAMPED,GUTTER | 13.8 | EA | 1
LK5GV | United States | USD | LENTON INTERLOK, HDG, | 80.09 | EA | 1
PQC200120/240 | United States | USD | PROTECTOR,SURGE,PQC200,12 | 3761.6 | EA | 1
PBW3B | United States | USD | MOLD,RAIL,CABLE HORZ TO W | 182.14 | EA | 1
ISONVSTRIPCS | United States | USD | CASE,TOOL,ISONVSTRIP | 244.05 | EA | 1
558653 | United States | USD | BRAID,SHUNT,INSULATED,IBS | 35.7 | EA | 10
CA45PLUSXF19 | United States | USD | CADWELD PLUS,#45,XF19 | 14.01 | EA | 20
GYP18009M | United States | USD | MOLD,CABLE TO GRD ROD,VER | 158.37 | EA | 1
BACCAM | Europe | USD | MOLD BACCAM | 212.91 | EA | 1
PB13STW2LH | United States | USD | MOLD,CABLE TO RAIL,HORZ T | 208.86 | EA | 1
TAC2G2CW | United States | USD | MOLD,CABLE,HORZ TEE | 273.39 | EA | 1
PB13ST3Q175CRRH | United States | USD | MOLD,CABLE TO RAIL,HORZ T | 208.86 | EA | 1
EPD2170M | United States | USD | MODULE ASSY, SURGE, EPD | 71.4 | EA | 1
534515 | Asia | USD | IBS ADV 120-430-10 | 78.38 | EA | 2
LPC680 | United States | USD | RECEPTACLE,CU,AIRCRAFT | 276.83 | EA | 1
ECRV101V4D | United States | USD | GROUND ROD,ASSY,KIT,10FT | 1110.7 | EA | 1
557440 | United States | USD | BRAID,ROUND,CU,25MMSQ,8MM | 13.2 | MR | 1
ELHT903B22 | United States | USD | ROD,CONTROL,22MM, | 179.24 | EA | 0
LK410 | United States | USD | TUBE,INTERLOK,FLOW GUIDE | 9.97 | EA | 1
534026PDI50 | United States | USD | FLEXIBAR,ADV,5X32X1MM,PDI | 174.21 | EA | 10
EL36A2ES | United States | USD | COUPLER,LENTON STANDARD,# | 75.85 | EA | 1
PCC1T1V | United States | USD | MOLD,CABLE, HORZ TAP PARA | 212.91 | EA | 1
SK125I | Asia | USD | STRUT CLIP | 226.61 | EA | 100
EGBF14424LL | United States | USD | BUSBAR,CU,ASSY,1/4X4X24, | 366 | EA | 1
LPCC684 | United States | USD | ROD,CU,CLAD,EXT. 3/4IN | 28.8 | EA | 1
GYE332L | United States | USD | MOLD,CABLE TO GRD ROD,VER | 596.26 | EA | 1
B101CEOL | United States | USD | LUG,CU,1/8 X 1 W/1-7/16 H | 9.37 | EA | 20
TAC3Q1H | United States | USD | MOLD,CABLE,HORZ TEE | 212.91 | EA | 1
508045 | Asia | USD | FleXbus Cond., 960 mm?, 7,000 mm | 1678.99 | EA | 1
GRC16SG | United States | USD | MOLD,CABLE TO GRD ROD,VER | 212.91 | EA | 1
XBQ2V2V | United States | USD | MOLD,CABLE,HORZ X LAPPED, | 406.5 | EA | 1
LK502 | United States | USD | CAP,INTERLOK PLASTIC,OUTL | 0.27 | EA | 1
SPDS200480D | United States | USD | PQI, TDX200S480D | 4696.76 | EA | 1
PBC1S6A13CWP | United States | USD | BONDKIT,RAIL,14.5MM COMP | 56.66 | EA | 50
VSC1TV5C | United States | USD | MOLD,CABLE TO VERT STL,45 | 212.91 | EA | 1
VVC1Y | United States | USD | MOLD,CABLE TO VERT STL,HO | 212.91 | EA | 1
551300 | United States | USD | SUPPORT,BLOCK,DIST,INSUL, | 10.44 | EA | 10
HDVSC2G | United States | USD | MOLD,CABLE TO VERT STL,45 | 212.91 | EA | 1
550440 | United States | USD | BUSBAR,PUNCH,1.75 M | 800.56 | EA | 2
A927P024 | United States | USD | SCREW,SHEET METAL,#10 X 1 | 0.74 | EA | 1
HDTAC2V1V | United States | USD | MOLD,CABLE,HORZ TEE | 212.91 | EA | 1
CAVST1GBM | United States | USD | MOLD,CABLE TO VERT STL,45 | 139.13 | EA | 1
PBWT20Y9 | United States | USD | WELDER,PAIR,240MM2 CONC | 833.98 | EA | 1
EL12D6GV | United States | USD | ANCHOR,LENTON TERMINATOR, | 65.69 | EA | 1
PHR2Q2G | United States | USD | MOLD,CABLE,VERT THRU PARA | 289.29 | EA | 1
CSBBRP0150EG | Asia | USD | SEISMIC RESTRAINT, 1-1/2", PIPE ATTACH | 492.32 | EA | 25
SSCY7 | Europe | USD | MOLD SSCY7 | 212.91 | EA | 1
PTC2Q9HW | United States | USD | MOLD,CABLE,HORZ THRU PARA | 253.23 | EA | 1
RBT7101H | United States | USD | SPLICE,KIT,#7 CADWELD T-S | 161.7 | EA | 1
TACY6Y1 | United States | USD | MOLD,CABLE,HORIZ TEE | 212.91 | EA | 1
534029ABB12 | United States | USD | FLEXIBAR,ADV,10X32X1,ABB, | 135.04 | EA | 5
PQC160-120V | United States | USD | SES160B120V | 1201.59 | EA | 1
EGBA14212NNT | United States | USD | BAR,GRD BUS,1/4 X 2 X 12 | 126 | EA | 1
558265 | United States | USD | BRAID,SHUNT,INSUL,50MM SQ | 38.38 | EA | 0
A238FC2S24RH | United States | USD | CLAMP,FENCE,4/0 X 24 IN | 325.81 | EA | 1
631300SG01 | United States | USD | GROUND ROD,COPPERBONDED, | 39.01 | EA | 5
HDVSC9FV3C | United States | USD | MOLD,CABLE TO VERT STL,45 | 212.91 | EA | 1
A110AAPLUS | United States | USD | TOOL,KIT,DEMO,PLUS,GROUND | 3798.75 | EA | 1
A930X012 | United States | USD | PIN,LOCKING,QUICK RELEASE | 7.48 | EA | 1
LPC30512 | Asia | USD | BASE, AIR TERMINAL, 1/2", CU, UNIVERSAL | 43.78 | EA | 1
PCC9E1V | United States | USD | MOLD,CABLE, HORZ TAP PARA | 212.91 | EA | 1
XAC2C2C | United States | USD | MOLD,CABLE,HORZ X SAME PL | 212.91 | EA | 1
EBKEAMEAM | United States | USD | MOLD,BUS BAR,HORZ X LAPPD | 966.13 | EA | 1
LPC248B | United States | USD | POINT,CU,BARE,5/8IN X | 163.79 | EA | 1
631303 | United States | USD | ROD,GRD,1/2X10,SEC,CU BON | 53.64 | EA | 5
RBT14101HB | United States | USD | MATERIAL,FILLER,#14 T-SER | 67.76 | EA | 1
TACY3Y3L | United States | USD | MOLD,CABLE,HORZ TEE | 231.1 | EA | 1
534036ABBI08 | United States | USD | FLEXIBAR,ADV,10X40X1,ABBI | 117.76 | EA | 1
ELIPG36200 | United States | USD | LENTON,ISO PLUG GAGE | 443.44 | EA | 1
GTC142G | United States | USD | MOLD,CABLE TO GRD ROD,VER | 212.91 | EA | 1
550410 | United States | USD | BUSBAR,PUNCH,1,75 M DPCB | 445.11 | EA | 2
534010LAM10 | United States | USD | FLEXIBAR,ADV,2X20X1MM,LAM | 196.8 | EA | 10
TAC9E2Q | United States | USD | MOLD,CABLE,HORZ TEE | 212.91 | EA | 1
54200002 | United States | USD | BRAID,POWER | 49.28 | EA | 0
534028AME02 | United States | USD | FLEXIBAR,ADV,8X32X1,AME | 326.99 | EA | 1
XBV3Q2V | United States | USD | MOLD,CABLE,HORZ X LAPPED | 935.06 | EA | 1
DB12CS701 | United States | USD | EARTHBRIDGE DB,ONE STUD, | 138.47 | EA | 1
534024MM02 | United States | USD | FLEXIBAR,ADV,3X32X1,MM, | 43.42 | EA | 10
PTC9D9D | United States | USD | MOLD,CABLE,HORZ THRU PAR | 212.91 | EA | 1
BACEAJ | United States | USD | MOLD,BUS BAR,HORZ SPLICE | 212.91 | EA | 1
LPC806 | United States | USD | STRAP,CU,CABLE,5/8IN WIDE | 1.81 | EA | 1
A235F2C2LH | United States | USD | CLAMP,FENCE GATE,SGL LEAD | 156.69 | EA | 1
EL43T36A2NGV | United States | USD | COUPLER,LENTON,TRANSITION | 130.44 | EA | 1
PB13ST2QRH | United States | USD | MOLD,CABLE TO RAIL,HORZ T | 208.86 | EA | 1
540510RT01 | United States | USD | BAR,FLEXIBLE,MTO,10X24X1, | 52.68 | EA | 0
534047RW29 | United States | USD | FLEXIBAR,ADV,8X63X1MM,RW, | 407.38 | EA | 1
285118 | United States | USD | KIT,FLEXIBAR,ADV,EATON | 245.61 | EA | 15
TAC1V2G | United States | USD | MOLD,CABLE,HORZ TEE | 212.91 | EA | 1
ARC2205CNC | United States | USD | COUPLER,ASSY,WITH AIR TER | 97.18 | EA | 1
LECY6EAJ | Europe | USD | MOLD LECY6EAJ | 212.91 | EA | 1
CAHAA1KA | United States | USD | MOLD,CABLE TO HORZ STL,HO | 129.72 | EA | 1
534026PDI22 | United States | USD | FLEXIBAR,ADV,5X32X1MM,PDI | 153.93 | EA | 10
S17F | United States | USD | SLEEVE,CU,FLARED,2 RLAY | 1.6 | EA | 25
SBA140140 | United States | USD | CLIP,CONCRETE TIE,A=8.75 | 27.14 | EA | 1
DT255020R | United States | USD | TYPE 2, 550V, 2 0 | 154.36 | EA | 1
SSC8D | United States | USD | MOLD,CABLE,HORZ SPLICE | 212.91 | EA | 1
JD03 | United States | USD | DIE,HAMMER,2/0 CONC | 197.28 | EA | 1
RBT7101HB | United States | USD | MATERIAL,FILLER,#7 T-SERI | 34.34 | EA | 1
ELECP57T | United States | USD | COUPLER,LENTON,PROTECTOR, | 0.49 | EA | 1
XLLAD2WGHS | United States | USD | MOLD,CABLE TO BUS/LUG, | 535.81 | EA | 1
TACY4Y3 | Europe | USD | MOLD TACY4Y3 | 212.91 | EA | 1
PTC2V2QW | United States | USD | MOLD,CABLE HORZ THRU PARA | 253.23 | EA | 1
554277 | United States | USD | BRAID,EARTH,SS,16MM2,CPI | 14.22 | EA | 10
SCB9503APLUS | United States | USD | CADWELD PLUS F80,#950, | 144.53 | EA | 1
FLXPABB0015 | United States | USD | FLEXIBAR,ADV,10X50X1,ABB, | 543.12 | EA | 1
GRC169A | United States | USD | MOLD,CABLE TO GRD ROD,VER | 212.91 | EA | 1
DT135040R | United States | USD | DIVERTER,TYPE 1,350V,40 | 386.73 | EA | 1
LQJGH2V | United States | USD | MOLD,CABLE,TO BUS/LUG | 882.44 | EA | 1
EL16SACF | United States | USD | COUPLER,LENTON,SA,#5, | 18.6 | EA | 1
560830 | United States | USD | CAP CAPN16 | 1.65 | EA | 100
EL25A2Q | United States | USD | COUPLER,LENTON STANDARD, | 49.49 | EA | 1
PBCY4001LHM | United States | USD | MOLD,BOND,70MM2 CONC | 153.72 | EA | 1
XBZ3Q2Q | United States | USD | MOLD,CABLE,HORZ X LAPPED | 610.58 | EA | 1
B102EG45001 | United States | USD | LUG,CU,1/4X1-1/2,2 HOLE, | 36.79 | EA | 1
558480 | Asia | USD | CONTACT KIT M12 X 50 ZB | 2.47 | EA | 100
ERICORE125U | United States | USD | DOWNCONDUCTOR,LIGHTNING | 16398.682 | EA | 1
GMR242Q | United States | USD | MOLD,CABLE TO GRD ROD,VER | 289.29 | EA | 1
XLVVR2Q | United States | USD | MOLD,CABLE TO VERT STL, | 801.12 | EA | 1
VSCY9 | Europe | USD | MOLD VSCY9 | 212.91 | EA | 1
PB71LXJG3S01RHM | United States | USD | MOLD,CABLE TO BUS/LUG,HOR | 208.86 | EA | 1
SRF3500N | United States | USD | SRF,N-SERIES, 3PH,500A, | 14410.68 | EA | 1
SI25I | Europe | USD | INTERCEPTOR,ESE, DELTA 25 | 3987.13 | EA | 1
FLXPLAM0008 | Asia | USD | 718-A57358-001 | 434.84 | EA | 1
PBPLUSCU2L15 | United States | USD | CADWELD PLUS G2 LOW TEMP | 283.79 | EA | 1
RBB11101JA | United States | USD | SLEEVE,CADWELD,#11 B-SERI | 131.54 | EA | 1
GTC149F | United States | USD | MOLD,CABLE TO GRD ROD,VER | 212.91 | EA | 1
EL57T36P9 | United States | USD | COUPLER,LENTON POSITION,# | 218.24 | EA | 1
VBCY2 | Europe | USD | MOLD VBCY2 | 212.91 | EA | 1
534022LAM09 | United States | USD | FLEXIBAR,ADV,10X24X1,LAM, | 246.06 | EA | 10
HDTAC2L2L | United States | USD | MOLD,CABLE,HORZ TEE | 212.91 | EA | 1
PBW33S0122935LB | United States | USD | BOND,IMPD SIDE,500 RLAY I | 489.2 | EA | 1
B101EG003 | United States | USD | LUG,CU,1/8X1-1/2X3.00 IN, | 28.02 | EA | 10
EGBA14448CC | United States | USD | BAR,GRD BUS,1/4 X 4 X 48 | 555 | EA | 1
554346 | United States | USD | BRAID,EARTH,SS,50MM2,CPI | 25.35 | EA | 10
SIM28A2316 | Asia | USD | MAST 28MM DIAM X 2M, 316 SS | 398.51 | EA | 0
548530 | Asia | USD | ISO TP 45M6 | 3.7 | EA | 25
RBWS1481G | United States | USD | BASIN,POURING,#14 TO #11 | 352.64 | EA | 1
534053RW10 | United States | USD | FLEXIBAR,ADV,10X80X1,RW | 540.44 | EA | 10
TACY0Y3 | United States | USD | MOLD,CABLE,HORZ TEE | 212.91 | EA | 1
534036RIV02 | United States | USD | FLEXIBAR,ADV,10X40X1,RIV, | 223.03 | EA | 1
CAHBA1K16 | United States | USD | MOLD,CABLE TO HORZ CAST I | 129.72 | EA | 1
GRP181KM | United States | USD | MOLD,CABLE TO GRD ROD,VER | 158.37 | EA | 1
PTC2L1QW | United States | USD | MOLD,CABLE, HORZ THRU PAR | 253.23 | EA | 1
CAHEA1G16 | United States | USD | MOLD,CABLE,TO HORZ CAST I | 124.44 | EA | 1
XLVBC1V | United States | USD | MOLD,CABLE TO VERT STL,VE | 252.73 | EA | 1
LPA571 | United States | USD | BOLT,U,CABLE SPLICER CAST | 27.87 | EA | 1
EL32A2NGV | United States | USD | COUPLER,LENTON,STANDARD, | 63.24 | EA | 1
TDX100M120/208 | Asia | USD | PROTECTOR,SURGE,TDX100M,3P,120/208V,4W+G | 1376.11 | EA | 1
GYE37Y4 | United States | USD | MOLD,CABLE TO GRD ROD,VER | 596.26 | EA | 1
GRC311Y | United States | USD | MOLD,CABLE TO GRD ROD,VER | 212.91 | EA | 1
RBWS2222M | United States | USD | BASIN,POURING,#18,15 DEGR | 515.06 | EA | 1
ECRH102G4U | United States | USD | GROUND ROD,ASSY,KIT,10FT, | 1607.42 | EA | 1
M336A | United States | USD | FRAME,RAIL,ASSEMBLY,M336A | 692.86 | EA | 1
LQJEH2V | United States | USD | MOLD,CABLE TO BUS/LUG,VER | 882.44 | EA | 1
VBCSF | United States | USD | MOLD,CABLE TO VERT STL,VE | 212.91 | EA | 1
PCT1V1E | United States | USD | MOLD,CABLE,HORZ TAP PARAL | 207.39 | EA | 1
TACY5Y0 | United States | USD | MOLD,CABLE,HORZ TEE | 212.91 | EA | 1
615815GAL01 | United States | USD | ROD,GRD,5/8X15,CU BONDED | 50.83 | EA | 5
GFCP120Y6 | United States | USD | MOLD,CABLE TO GRD ROD,HOR | 212.91 | EA | 1
LJCJG2C | United States | USD | MOLD,CABLE TO BUS/LUG,HOR | 212.91 | EA | 1
FLXPLAM0112 | Asia | USD | 718-A57365-001 | 391.48 | EA | 1
LJCGG3Q | United States | USD | MOLD,CABLE TO BUS/LUG,HOR | 212.91 | EA | 1
SPDS100120240D | United States | USD | PQI, TDX100S120240D | 3924.07 | EA | 1
556810 | United States | USD | BRAID,PREFAB,300X23X2.1MM | 10.67 | EA | 10
DQC10SF | United States | USD | MOLD,CABLE TO GRD ROD,HOR | 212.91 | EA | 1
HSC1214ZNIBLK | United States | USD | CLIP,SNAP,BLK | 0.66 | EA | 0
TAC3Q2Q | United States | USD | MOLD,CABLE HORZ TEE | 212.91 | EA | 1
GTC169E | United States | USD | MOLD,CABLE TO GRD ROD,VER | 212.91 | EA | 1
EL20S13BN | United States | USD | COUPLER,LENTON,STRAIGHT, | 34.93 | EA | 1
PBK247 | United States | USD | KIT,HARDWARE,LUG,84 COMPO | 184.51 | EA | 50
LAC18EG | United States | USD | MOLD,CABLE TO BUS/LUG,HOR | 212.91 | EA | 1
PBWT202S | United States | USD | WELDER ASSY,RAIL,PAIR,4/0 | 661.94 | EA | 1
VBC2QV5C | United States | USD | MOLD,CABLE TO VERT STL,VE | 212.91 | EA | 1
BBCFA36 | United States | USD | MOLD,BUS BAR,HORZ SPLICE | 212.91 | EA | 1
534029UTC01 | United States | USD | FLEXIBAR,ADV,10X32X1MM, | 227.84 | EA | 5
42014 | United States | USD | TOOL,BEND,TENSION | 347.95 | EA | 1
LPC278L58 | United States | USD | BALL,CU,SAFETY,5/8IN,TINN | 72.54 | EA | 1
ERICORE049T | United States | USD | DOWNCONDUCTOR,LIGHTNING, | 7688.48 | EA | 1
LPC2913F3M | United States | USD | ADAPTER,CU,COUPL.,3/8IN | 21.64 | EA | 1
PTD3Q9H | United States | USD | MOLD,CABLE, HORZ THRU PAR | 451.38 | EA | 1
RBT1011101 | United States | USD | SPLICE,KIT,#10/#11 CADWEL | 233.91 | EA | 1
534016VSE02 | United States | USD | FLEXIBAR,ADV,2X24X1MM,DS, | 209.6 | EA | 1
LPA103IN0062.0 | United States | USD | CABLE, AL, SMOOTH WEAVE | 1161.5 | EA | 1
613480PLH01 | United States | USD | ROD,GRD,3/4,X 8 FT X MILL | 56.39 | EA | 5
B570A10 | United States | USD | JUMPER,FLEX,GRD,BRZ,3/16, | 7.27 | EA | 1
VSC9F | United States | USD | MOLD,CABLE TO VERT STL,45 | 212.91 | EA | 1
GFC148D | United States | USD | MOLD,BUS TO VERT STL,HORZ | 212.91 | EA | 1
XLLSK2QGHS | United States | USD | MOLD,CABLE TO BUS/LUG,HOR | 1522.18 | EA | 1
EL25A2MG | United States | USD | COUPLER,LENTON STANDARD,# | 54.79 | EA | 1
VSCSC | United States | USD | MOLD,CABLE TO VERT STL,45 | 212.91 | EA | 1
XBQ2V9E | United States | USD | MOLD,CABLE,HORZ X LAPPED | 406.5 | EA | 1
534058TMS07 | United States | USD | FLEXIBAR,ADV,10X100X1,TMS | 784.75 | EA | 10
LPA595 | Asia | USD | CLAMP, 4-WAY SPLICE, AL | 31.34 | EA | 1
GTC14SD | United States | USD | MOLD,CABLE TO GRD ROD,VER | 212.91 | EA | 1
FLXPLAM0111 | United States | USD | FLEXIBAR,ADV,0.5X15.5X0.8 | 409.55 | EA | 1
90 | Asia | USD | WELDMETAL, F20 90 GM | 17.67 | EA | 50
PBWY8002RH | Asia | USD | MOLD,185MM2 TO WEB OF RAIL | 110.62 | EA | 1
HDTAC2V4L | United States | USD | MOLD,CABLE,HORZ TEE | 212.91 | EA | 1
534018ABB11 | United States | USD | FLEXIBAR,ADV,4X24X1MM,ABB | 117.77 | EA | 10
D/SMSC2M | United States | USD | DYNASPHERE,TERMINAL,MUSLI | 643.11 | EA | 1
SBA140 | United States | USD | CONNECTOR,TRACK,3/16, | 144.51 | EA | 1
TWR105A3 | United States | USD | MOLD,BUS BAR,HORZ BUTTON | 289.29 | EA | 1
A130R2 | United States | USD | TUBING,HEAT SHRINK,1 3/4 | 24.84 | EA | 0
A928D001 | United States | USD | NUT,HEAVY HEX,5/16-18 STL | 0.75 | EA | 0
LPA535 | United States | USD | PLATE,AL,STAMPED,CURVED | 11.96 | EA | 1
SBPAJB34 | United States | USD | BOND,PLUG,S5 34 LONG | 12.4 | EA | 50
SBS17CINSUL | United States | USD | BOND STRAND,INSUL,S17 | 5.1 | EA | 100
LACY5EAL | United States | USD | MOLD,CABLE TO BUS/LUG,HOR | 212.91 | EA | 1
CAVSP1YC | United States | USD | MOLD,CABLE TO VERT STL,45 | 233.95 | EA | 1
DH58 | Asia | USD | DRIVE HEAD,FOR POWER TOOL,.850IN SHANK,N | 237.33 | EA | 1
A934A010 | United States | USD | TUBE,MIXER,ADHESIVE,EPOXY | 2.72 | EA | 1
BWCEAJ | Europe | USD | MOLD BWCEAJ | 212.91 | EA | 1
LPA66424 | United States | USD | CONNECTION,THRU,ROOF,W/PV | 170.49 | EA | 1
PB20TA3Q3Q | United States | USD | MOLD,CABLE,HORZ TEE | 153.72 | EA | 1
CAVBP1V | United States | USD | MOLD,CABLE TO VERT STL,VE | 233.95 | EA | 1
TAC2Q2GL | United States | USD | MOLD,CABLE,HORIZ TEE | 273.39 | EA | 1
EPGA144120 | United States | USD | PERIMETER,GRD,ASSY,STRAIG | 961.91 | EA | 1
EGBA14208BF | United States | USD | BUSBAR,GRD,CU,1/4X2X8,BF, | 74 | EA | 1
GR1141VPLUS | United States | USD | ONE-SHOT,CABLE TO GRD ROD | 18.82 | EA | 6
548440 | Asia | USD | ISO TP 30M6 | 2.12 | EA | 25
635803GAL01 | United States | USD | ROD,GRD,5/8X10,CU BONDED | 47.11 | EA | 5
TAC7S7S | United States | USD | MOLD,CABLE,HORZ TEE | 212.91 | EA | 1
BMCEALCAJ | Europe | USD | MOLD BMCEALCAJ | 212.91 | EA | 1
DSCL2 | United States | USD | COUNTER,SURGE,DINRAIL | 628.46 | EA | 1
VSC1KV8C | United States | USD | MOLD,CABLE TO VERT STL, | 212.91 | EA | 1
EL3625A2 | United States | USD | COUPLER,LENTON STANDARD,# | 60.14 | EA | 1
534039ABB08 | United States | USD | FLEXIBAR,ADV,5X50X1,AB | 90.89 | EA | 10
LDR2QEH | United States | USD | MOLD,CABLE TO BUS/LUG,VER | 289.29 | EA | 1
B540C881T | United States | USD | BUSBAR,GRD,CU,3/8X6X31.5, | 370.67 | EA | 1
561176 | Asia | USD | POWER BLOCK SBF3C 1000AL | 133.27 | EA | 180
MBB36CCL | United States | USD | MOLD,BLANK,Z PRICE,400500 | 457.26 | EA | 1
542070 | Asia | USD | ISO TP 50 MM8X17/FM8X15 | 7.32 | EA | 25
561174 | United States | USD | BLOCK,POWER,SB2C1000AL | 101.02 | EA | 1
CAVHT1L | United States | USD | MOLD,CABLE TO VERT CAST I | 207.39 | EA | 1
EL36D6ES | United States | USD | COUPLER,LENTON TERMINATOR | 38.7 | EA | 1
548450 | United States | USD | INSULATOR,BUSBAR, ISO TP | 2.51 | EA | 25
GYR182QW | United States | USD | MOLD,CABLE TO GRD ROD,VER | 349.77 | EA | 1
534007CH25 | United States | USD | FLEXIBAR,ADV,4X15.5X0.8MM | 69.42 | EA | 1
GYR188C | United States | USD | MOLD,CABLE TO GRD ROD,VER | 289.29 | EA | 1
GTP331H | United States | USD | MOLD,CABLE TO GRD ROD,VER | 233.95 | EA | 1
C20S4 | United States | USD | CLAMP,BEAM,ASSY,SS,20MM | 4.27 | EA | 1
554008 | United States | USD | JUMPER,CU,(1)PC 4/0CU ROP | 45.85 | EA | 0
PTDY9Y9 | United States | USD | MOLD,CABLE,HORZ THRU PARA | 451.38 | EA | 1
CAHBA2C | United States | USD | MOLD,CABLE,TO HORZ CAST I | 129.72 | EA | 1
GLCDE2P | United States | USD | MOLD,CABLE TO LUG,HORZ | 212.91 | EA | 1
545905 | Asia | USD | PUNCH HOLDER 18 - 20 | 404.03 | EA | 1
EL36P9 | United States | USD | COUPLER,LENTON POSITION,# | 95.15 | EA | 1
GYR161L | United States | USD | MOLD,CABLE TO GRD ROD,VER | 289.29 | EA | 1
595340 | United States | USD | RAILCLIP EM58SN1SH | 0.94 | EA | 100
LJCEALY3 | United States | USD | MOLD,CABLE TO BUS/LUG,HOR | 212.91 | EA | 1
285022L3 | United States | USD | KIT,FLEXIBBAR,LAM | 679.865 | EA | 10
PB13TP2Q175CR | United States | USD | MOLD,CABLE TO RAIL,HORZ T | 208.86 | EA | 1
534034GE36 | United States | USD | FLEXIBAR,ADV,6X40X1MM,GE, | 193.12 | EA | 10
GTC152G | United States | USD | MOLD,CABLE TO GRD ROD,VER | 212.91 | EA | 1
TAC1Y1T | United States | USD | MOLD,CABLE,HORZ TEE | 212.91 | EA | 1
ERICORE080U | United States | USD | DOWNCONDUCTOR,LIGHTNING, | 10495.164 | EA | 1
CAHAA2CB | United States | USD | MOLD,CABLE TO HORZ STL,HO | 129.72 | EA | 1
VSC2V | United States | USD | MOLD,CABLE TO VERT STL,45 | 212.91 | EA | 1
ERICORE001U | United States | USD | DOWNCONDUCTOR,LIGHTNING, | 154 | EA | 1
GYE181E | United States | USD | MOLD,CABLE TO GRD ROD,VER | 596.26 | EA | 1
534026SE02 | United States | USD | FLEXIBAR,ADV,5X32X1MM,SE, | 195.97 | EA | 1
LACY1CAJ | United States | USD | MOLD,CABLE TO BUS/LUG,HOR | 212.91 | EA | 1
SB013212 | United States | USD | BELT,GRINDER DRIVE,TY 3L2 | 22.02 | EA | 1
XLRHC52Y6 | United States | USD | MOLD,CABLE TO REBAR,HORZ | 289.29 | EA | 1
EL36C3J | United States | USD | COUPLER,LENTON HALF,#11,J | 49.6 | EA | 1
VTC2G2 | United States | USD | MOLD,CABLE TO VERT STL,HO | 212.91 | EA | 1
558275 | United States | USD | BRAID,SHUNT,INSUL,50MM SQ | 46.05 | EA | 0
TACY6Y8 | Europe | USD | MOLD TACY6Y8 | 212.91 | EA | 1
SBB861B1 | United States | USD | HANDLE,WELDMENT,T HANDLE | 159.39 | EA | 1
GROUNDING/PROTO | United States | USD | GROUNDING PROTOTYPE PARTS | 0.1 | EA | 0
RDH541T | United States | USD | MOLD,CABLE TO REBAR,HORZ | 373.05 | EA | 1
PBW32W00348LH | United States | USD | BOND KIT,IMPD SIDE,250 | 200.46 | EA | 1
TACT2 | Europe | USD | MOLD TACT2 | 212.91 | EA | 1
VSC1YV8C | United States | USD | MOLD,CABLE TO VERT STL,45 | 212.91 | EA | 1
TAC2G9G | United States | USD | MOLD,CABLE,HORZ TEE | 212.91 | EA | 1
RBF40 | United States | USD | MATERIAL,FILLER,REBAR FER | 27.3 | EA | 1
FLXPRW0001 | United States | USD | FLEXIBAR,ADV,6X32X1MM,RW, | 252.35 | EA | 1
PB13STY2LH | Europe | USD | MOLD PB13STY2LH | 208.86 | EA | 1
121080 | United States | USD | BATTING,SET,S2999/S3001 | 81.16 | EA | 1
GRCC312G | United States | USD | MOLD,CABLE TO GRD ROD,VER | 212.91 | EA | 1
XB3Y4Y4 | Europe | USD | MOLD XB3Y4Y4 | 466.79 | EA | 1
SBB200PRH | Europe | USD | MOLD,WEB SIGNAL BOND,35MM | 64.74 | EA | 1
ELMP203PIN | United States | USD | PIN,CHASER CLAMP | 20.59 | EA | 0
534019STK04 | United States | USD | FLEXIBAR,ADV,5X24X1MM,STK | 39.22 | EA | 10
CAB496A44B0 | United States | USD | STRAP,BOND,13 IN LG,2 PUN | 13.38 | EA | 0
LJCEG2P | United States | USD | MOLD,CABLE TO BUS/LUG,HOR | 212.91 | EA | 1
PB20PP2CPS | United States | USD | MOLD,CABLE,HORZ ELL | 153.72 | EA | 0
534031PMR06 | United States | USD | FLEXIBAR,ADV,3X40X1,PMR | 88.05 | EA | 10
566580 | Asia | USD | FLEXIBAR SUMMUM 5X24X1 | 149.66 | EA | 5
MBB15 | United States | USD | MOLD,BLANK,C PRICE 250300 | 182.76 | EA | 1
613400LH01 | United States | USD | ROD,GRD,3/4X10,CU BONDED | 38.6 | EA | 5
GYF18Y9 | United States | USD | MOLD,CABLE TO GRD ROD,VER | 507.28 | EA | 1
FLXPABB0101 | United States | USD | FLEXIBAR,ADV,2X24X1MM,ABB | 201.694 | EA | 1
SBK341 | United States | USD | RISER,BOOTLEG,KIT,W/ RAIL | 114.8 | EA | 1
CDMV01H | United States | USD | MOLD,GRAPHITE,MULTI,VERT | 213.29 | EA | 1
CAGRT161H | United States | USD | MOLD,CABLE TO GRD ROD,VER | 207.39 | EA | 1
563995 | Asia | USD | DISTR. BLOCK TDL250/400A | 152.82 | EA | 50
PTC2P2Q | United States | USD | MOLD,CABLE, HORZ THRU PAR | 212.91 | EA | 1
ACSCC30001A | United States | USD | WELD METAL,ALLOY,3000 GRA | 147.11 | EA | 0
635883GAL01 | United States | USD | ROD,GRD,5/8X8,SEC,CU BOND | 44.54 | EA | 5
RRH54Y4 | Europe | USD | MOLD RRH54Y4 | 373.05 | EA | 1
PTC2C1G | United States | USD | MOLD,CABLE,HORZ THRU PARA | 212.91 | EA | 1
158700EDP | United States | USD | GR ROD, SEC CU-BOND,14.2M | 27.55 | EA | 5
ERICORE026T | United States | USD | DOWNCONDUCTOR,LIGHTNING, | 4671.14 | EA | 1
B533A2G48 | United States | USD | JUMPER,ASSY,2/0 CONC 48LG | 250.25 | EA | 1
LPC248ST | Europe | USD | POINT,CU,BLUNT,5/8IN X | 250.79 | EA | 1
EL22P9SS | United States | USD | COUPLER,LENTON POSITION, | 253.75 | EA | 1
VSC3Q | United States | USD | MOLD,CABLE TO VERT STL,45 | 212.91 | EA | 1
508114 | United States | USD | COPPER,BUSBAR, | 111.73 | EA | 1
LPC120200 | United States | USD | CABLE,CU,SMOOTH WEAVE,29 | 3.63 | FT | 1
ERICORE1500U | United States | USD | DOWNCONDUCTOR,LIGHTNING, | 24752.703 | EA | 1
EL12P14LSS | United States | USD | COUPLER,LENTON,POSITION, | 175.24 | EA | 1
EBCCAFCAF | United States | USD | MOLD,BUS BAR,HORZ X LAPPE | 212.91 | EA | 1
LPC225BST | United States | USD | POINT,CU,BLUNT BARE,1/2IN | 41.99 | EA | 1
634400SG01 | United States | USD | GROUND ROD,COPPERBONDED,1 | 354 | EA | 0
HSC1H | United States | USD | MOLD,CABLE TO HORZ STL,HO | 212.91 | EA | 1
GFC31SJ | United States | USD | MOLD,CABLE TO GRD ROD,HOR | 212.91 | EA | 1
EL57TA2NGV | United States | USD | COUPLER,LENTON,STANDARD, | 149.39 | EA | 1
ERICORE/UTSP | United States | USD | TERMINATION,BONDING,FOR E | 148.11 | EA | 1
LLCEH1T | United States | USD | MOLD,CABLE TO BUS/LUG,VER | 212.91 | EA | 1
PB10SS2V | United States | USD | MOLD,CABLE,HORZ SPLICE | 153.72 | EA | 1
EL57TC3J | United States | USD | COUPLER,LENTON HALF,#18,3 | 97.87 | EA | 1
LPC809 | Asia | USD | HOLDER,CU,CABLE,CAST ADHESIVE | 27.52 | EA | 1
TAC2L3Q | United States | USD | MOLD,CABLE,HORZ TEE | 212.91 | EA | 1
CAVHP1V4 | United States | USD | MOLD,CABLE TO VERT CAST I | 233.95 | EA | 1
ERICORE106T | United States | USD | DOWNCONDUCTOR,LIGHTNING, | 15166.297 | EA | 1
ENKEMEMM | United States | USD | MOLD,BUS BAR,HORZ ELL | 781.18 | EA | 1
EGBA14612AA | Europe | USD | BAR,GRD BUS,1/4 X 6 X 12 | 216 | EA | 1
EGBF14318CC | United States | USD | BUSBAR,CU,ASSY,1/4X3X18 | 236 | EA | 1
GNR181H | United States | USD | MOLD,CABLE TO GRD ROD,VER | 289.29 | EA | 1
HSC2G007W | United States | USD | MOLD,CABLE TO HORZ STL,HO | 233.07 | EA | 1
4G9 | Asia | USD | CLIP,FIXTURE,SUPPORT 9/16 GRID,5/8IN STU | 187.32 | EA | 0
EL28CFFW | United States | USD | LENTON,FORM SAVER,W/STEEL | 5.05 | EA | 25
534039SI01 | United States | USD | FLEXIBAR,ADV,5X50X1MM,SI, | 103.29 | EA | 1
CAVNT1V4LH | United States | USD | MOLD,CABLE TO VERT STL,HO | 207.39 | EA | 1
TAC1K2Q | United States | USD | MOLD,CABLE,HORZ TEE | 212.91 | EA | 1
LPC122 | United States | USD | CABLE,CU,SMOOTH WEAVE,32 | 5.53 | EA | 1
GRC18Y2 | United States | USD | MOLD,CABLE TO GRD ROD,VER | 212.91 | EA | 1
PB10SS3B2W001 | United States | USD | MOLD,CABLE,HORZ SPLICE | 153.72 | EA | 1
GBR16R1 | United States | USD | MOLD,GRD ROD TO ROD/RECEP | 289.29 | EA | 1
GRC222S | United States | USD | MOLD,CABLE TO GRD ROD,VER | 212.91 | EA | 1
S679P50 | United States | USD | PIN,MOLD,3/16 DIA X 7/8,C | 24 | EA | 50
PBB285S6C132 | United States | USD | BOND,IMPD CENTER LEAD,14. | 255.94 | EA | 1
LK508 | United States | USD | CAP,INTERLOK PLASTIC,#8 | 0.33 | EA | 1
TGBA18L10P | United States | USD | BAR ASSY,GRD BUS,1/4X2X17 | 144 | EA | 1
TACSGSG | United States | USD | MOLD,CABLE,HORZ TEE | 212.91 | EA | 1
XLVSC1L | United States | USD | MOLD,CABLE TO VERT STL,45 | 252.73 | EA | 0
RBW346544 | United States | USD | FRAME,CRUCIBLE,4 IN | 527.95 | EA | 1
EDT235040R | United States | USD | ENHANCED TYPE 2, 350V, | 403.12 | EA | 1
RHC542G | United States | USD | MOLD,CABLE TO REBAR,HORZ | 212.91 | EA | 1
PQDM1110B480 | United States | USD | PQDM-3-2P-480V, | 1156.04 | EA | 1
DSD1201S24 | Asia | USD | DIVERTER,SURGE,24V,20KA,1 MODE,DSD | 180.05 | EA | 1
GRP371L | United States | USD | MOLD,CABLE TO GRD ROD,VER | 234 | EA | 1
508047 | Asia | USD | FleXbus Cond., 960 mm?, 9,000 mm | 2078.22 | EA | 1
GT1161L | United States | USD | ONE-SHOT,CABLE TO GRD ROD | 20.93 | EA | 6
534500 | United States | USD | IBS ADV 25-230-8-10 | 8.96 | EA | 10
CBSC8 | United States | USD | CU-BONDED STL COND,100M, | 526.65 | EA | 1
VLC2GLH | United States | USD | MOLD,CABLE TO VERT STL,HO | 212.91 | EA | 1
LK11ES | United States | USD | COUPLER,LENTON,INTERLOK, | 161.48 | EA | 1
ERICORE045T | United States | USD | DOWNCONDUCTOR,LIGHTNING, | 7163.73 | EA | 1
GTC14Y5 | United States | USD | MOLD,CABLE TO GRD ROD,VER | 212.91 | EA | 1
ESB4/0 | Asia | USD | CONNECTOR, STRIP BOLT | 19.03 | EA | 25
SBM2064 | United States | USD | GUARD,GRINDER,6 INCH WHEE | 201.29 | EA | 1
551070 | United States | USD | BUSBAR,SUPPORT,UBS,10MM T | 245.74 | EA | 1
HDSSCT1 | United States | USD | MOLD,CABLE,HORZ SPLICE | 212.91 | EA | 1
TACY0Y4 | United States | USD | MOLD,CABLE,HORZ TEE | 212.91 | EA | 1
505679 | United States | USD | BUSBAR,SPECIAL,C11000 CU | 206.62 | EA | 1
MS/LABE | United States | USD | QUICK SALE | 2.54 | EA | 0
560091 | United States | USD | PUNCH,STEEL,.406 W/DIE | 124.23 | EA | 0
NCF333Q | United States | USD | MOLD,CABLE TO GRD ROD,HOR | 507.28 | EA | 1
VSCY1 | Europe | USD | MOLD VSCY1 | 212.91 | EA | 1
DT148020R | United States | USD | TYPE 1, 480V, 2 0 | 286.01 | EA | 1
EGBA14424FF | United States | USD | BAR,GRD BUS,1/4 X 4 24LG, | 282 | EA | 1
512 | Asia | USD | HANGER,BAR,ELECTRICAL BOX24 SPAN | 1499.62 | EA | 0
LPC305L38 | Asia | USD | BASE,CU,HORZ/VERT MOUNT, 3/8 IN POINT,TN | 73.58 | EA | 0
554384 | United States | USD | BRAID,EARTH,SS,70MM2,CPI | 59.75 | EA | 10
LPLC481SH | United States | USD | FASTENER,LEAD,COV. PINCH, | 53.96 | EA | 1
LPC595L | Europe | USD | CONNECTOR,CU,CROSS RUN | 89.49 | EA | 1
GLCEE3A | United States | USD | MOLD,CABLE TO LUG,HORZ SP | 212.91 | EA | 1
VNCSFLH1.25 | United States | USD | MOLD,CABLE TO VERT STL,HO | 212.91 | EA | 1
S90-04-10 | United States | USD | MODULE, SURGE, TSF, 120V, | 209.66 | EA | 1
VSCSF | United States | USD | MOLD,CABLE TO VERT STL, | 212.91 | EA | 1
EGGBA14412SSS2 | United States | USD | BUSBAR,STL,GALV,1/4X4X12, | 323 | EA | 1
CAVHT1H10 | United States | USD | MOLD,CABLE TO VERT CAST | 207.39 | EA | 1
PCT1T1E | United States | USD | MOLD,CABLE,HORZ TAP | 207.39 | EA | 1
534034GE37 | United States | USD | FLEXIBAR,ADV,6X40X1MM,GE, | 287.4 | EA | 10
LPA27227 | United States | USD | ROD,SOLID EXTENSION,AL, | 33.5 | EA | 1
LPC202B | United States | USD | POINT,CU,BARE,3/8IN X | 25.16 | EA | 1
ERICORE400U | United States | USD | DOWNCONDUCTOR,LIGHTNING, | 52475.729 | EA | 1
EL28P9JQ | United States | USD | COUPLER,LENTON POSITION, | 186.8 | EA | 1
SBB200XRH | United States | USD | MOLD,WEB SIGNAL BOND,25MM | 86.27 | EA | 0
RHH56Y7 | United States | USD | MOLD,CABLE TO REBAR,HORZ | 373.05 | EA | 1
534026SE03 | United States | USD | FLEXIBAR,ADV,5X32X1MM,SE, | 204.47 | EA | 1
LAC2VEE | United States | USD | MOLD,CABLE TO BUS/LUG,HOR | 212.91 | EA | 1
EGBA14410EE | United States | USD | BAR,GRD BUS,1/4 X 4 X 10 | 128 | EA | 1
FLXPLAM0099 | Asia | USD | 718-A57287-001 | 263.57 | EA | 1
VVR9E | United States | USD | MOLD,CABLE TO VERT STL, | 289.29 | EA | 1
LPC28038F | United States | USD | ADAPTER,CU,3/8IN,FEMALE | 11.81 | EA | 1
CSP1NBM600 | United States | USD | COAXIAL SURGE PROTECTOR, | 129.31 | EA | 1
EGBF12448CB | United States | USD | BUSBAR,GRD,CU,1/2X4X48,CB | 1050 | EA | 1
RBS3157A | United States | USD | NUT,THUMB ASSY,CADWELD | 17.55 | EA | 0
SBTBJ3310B | United States | USD | BOND,JUMPER,3/16 & 3/4 TA | 6.81 | EA | 0
XAC1V1H | United States | USD | MOLD,CABLE,HORZ X SAME PL | 212.91 | EA | 1
DT130030R | United States | USD | TYPE 1, 300V, 3 0 | 525.28 | EA | 1
534010ABB18 | United States | USD | FLEXIBAR,ADV,2X20X1MM,ABB | 68.17 | EA | 1
GTC332P | United States | USD | MOLD,CABLE TO GRD ROD,VER | 212.91 | EA | 1
RBW7397V | United States | USD | INSTALLATION KIT,EQUIP,#7 | 1536.46 | EA | 1
LPC2813F3M | United States | USD | ADAPTER,CU,SWIVEL,3/8IN | 55.05 | EA | 1
GTC151T | United States | USD | MOLD,CABLE TO GRD ROD,VER | 212.91 | EA | 1
LPC272CTO | Asia | USD | ROD,SOLID EXTENSION,CU,1/2 DIA CTO | 29.24 | EA | 0
RJC512G | United States | USD | MOLD,CABLE TO REBAR,VERT | 212.91 | EA | 1
563320NEX | United States | USD | BRAID,PREFAB,300X15X1.5, | 2.56 | EA | 100
RBT9101 | United States | USD | SPLICE,KIT,#9M CADWELD T- | 175.33 | EA | 1
SPDC100277/480 | United States | USD | PROTECTOR,SURGE,TDX100C,3 | 1914.27 | EA | 1
LPC28012F | United States | USD | ADAPTER,CU,1/2IN,FEMALE | 13.03 | EA | 1
GTC16Y6 | Europe | USD | MOLD GTC16Y6 | 212.91 | EA | 1
GYE182V | United States | USD | MOLD,CABLE TO GRD ROD,VER | 596.26 | EA | 1
ML820 | United States | USD | HOSE ASSY,HYDRAULIC,20 FT | 1323.19 | EA | 1
PTC9F2QW | United States | USD | MOLD,CABLE,HORZ THRU PARA | 253.23 | EA | 1
GLCDE2QW | United States | USD | MOLD,CABLE TO LUG,HORZ SP | 233.07 | EA | 1
EL43TP13LES | United States | USD | COUPLER,LENTON,POSITION, | 247.67 | EA | 1
GCHSC89 | United States | USD | KIT,CLIP,GLUED RAIL TIE,8 | 270.18 | EA | 1
HDXBV9F9F | United States | USD | MOLD,CABLE,HORZ X LAPPED | 935.06 | EA | 1
PB50VB4T | United States | USD | MOLD,CABLE TO VERT STL | 325.89 | EA | 1
TAC2L3D | United States | USD | MOLD,CABLE,HORZ TEE | 212.91 | EA | 1
LPC2855F5F | United States | USD | ADAPTER,CU,SWIVEL,5/8IN F | 51.38 | EA | 1
SB01VS6M | United States | USD | MOLD,CABLE TO VERT STL,45 | 139.13 | EA | 1
EL2522P9 | United States | USD | COUPLER,LENTON STANDARD,# | 96.32 | EA | 1
534034RW07 | United States | USD | FLEXIBAR,ADV,6X40X1MM,RW, | 388.76 | EA | 10
PTCY6CY6C | United States | USD | MOLD,CABLE,HORZ THRU PARA | 212.91 | EA | 1
PQDM1110Y120 | United States | USD | PQDM-3-3Y-120/208V, FSPM1 | 3070.96 | EA | 1
S90-04-06 | United States | USD | TDS150M150A | 75.8 | EA | 1
EGBC38308NNT | United States | USD | BAR,GRD BUS,3/8 X 3 X 8 | 630.35 | EA | 1
FLXPSHL0008 | United States | USD | FLEXIBAR,ADV,5X20X1MM,SHL | 94.266 | EA | 1
PB20TA4R4R | United States | USD | MOLD,CABLE,HORZ TEE | 153.72 | EA | 1
PTCY5Y4 | United States | USD | MOLD,CABLE,HORZ THRU PARA | 212.91 | EA | 1
PVT11000R | Europe | USD | PV TYPE 1, 1000VDC | 389.63 | EA | 1
508054 | Asia | USD | FleXbus Cond., 1,280 mm?, 6,000 mm | 1845.7 | EA | 1
534034ARZ17 | United States | USD | FLEXIBAR,ADV,6X40X1MM,ARZ | 229.43 | EA | 10
PB10PC2G1H | United States | USD | MOLD,CABLE,HORZ TAP PARAL | 116.82 | EA | 1
B101GG45002 | United States | USD | LUG,CU,3/8X1-1/2,W/ONE | 33.78 | EA | 1
CP34 | United States | USD | CLAMP,GRD ROD,SIL BRZ,STD | 4.65 | EA | 50
BENTFILL | Europe | USD | MATERIAL,FILL,BENTONITE | 49.64 | EA | 1
PB80PG007 | United States | USD | MOLD,CABLE,HORZ THRU PARA | 697.55 | EA | 1
556670 | Asia | USD | BRAID MBJ 25-100-10 | 4.36 | EA | 10
TDX100S480D | United States | USD | PROTECTOR,SURGE,TDX100S,3 | 1639.53 | EA | 1
SSPD2P1M480 | United States | USD | SSPD, TWO PHASE, | 376.65 | EA | 1
505652 | United States | USD | C11000 CU, 1/2X6X32,W/O | 309.78 | EA | 1
534034 | United States | USD | FLEX ADV2MTC 6X40X1 | 298.56 | EA | 2
LPC302L58 | Asia | USD | BASE,CABLE,AND AIR TERMINAL BASE ASSY | 69.38 | EA | 1
ERICORE120T | United States | USD | DOWNCONDUCTOR,LIGHTNING, | 17002.962 | EA | 1
PTCY4Y1 | Europe | USD | MOLD PTCY4Y1 | 212.91 | EA | 1
SBK403HBD | United States | USD | KIT,GROUNDING,RAIL,TRACK, | 1485.37 | EA | 1
EL20P9SSN | United States | USD | COUPLER,LENTON,POSITION, | 239.32 | EA | 1
554321RM01 | United States | USD | BRAID,EARTH,SS,35MM2,M12, | 22.07 | EA | 1
EL25SAQSP004 | United States | USD | COUPLER,LENTON,SPECIAL,SA | 69.99 | EA | 1
PB70XB3Q3Q | United States | USD | MOLD,CABLE,HORZ X LAPPED | 366.25 | EA | 1
GTC183D | United States | USD | MOLD,CABLE TO GRD ROD,VER | 212.91 | EA | 1
SBA2314J | United States | USD | SLEEVE,COUPLER,COMP | 144.16 | EA | 0
GPR188K | United States | USD | MOLD,CABLE TO GRD ROD,VER | 289.29 | EA | 1
A927E080 | United States | USD | SCREW,SET,5/16-18 X 1/2,1 | 0.55 | EA | 0
SSC3QW | United States | USD | MOLD,CABLE,HORZ SPLICE,W/ | 253.23 | EA | 1
A929B051 | United States | USD | WASHER,LOCK,1/4,316SS | 0.19 | EA | 0
SBA146096 | United States | USD | CLIP,CONCRETE TIE,A=9.13, | 33.16 | EA | 1
534029ABB29 | United States | USD | FLEXIBAR,ADV,10X32X1,ABB, | 268.77 | EA | 5
EGBA14424AAT | United States | USD | BAR,GRD BUS,1/4 X 4 X 24 | 330 | EA | 1
GPR222Q | United States | USD | MOLD,CABLE TO GRD ROD,VER | 289.29 | EA | 1
CACHAAECA | United States | USD | MOLD,BUS TO HORZ STL,THRU | 129.72 | EA | 1
17003116 | United States | USD | SLEEVE,CU,.170 ID X .232 | 0.42 | EA | 0
TDS150TT440 | United States | USD | DIVERTER, TD, 50KA 2-MODE | 216.28 | EA | 1
SES320F480D | United States | USD | SES, 320KA, FILTER, 480V | 1339.74 | EA | 1
534019SI05 | United States | USD | FLEXIBAR,ADV,5X24X1MM,SI, | 55.22 | EA | 10
EGBA38410DB | United States | USD | BUSBAR,GRD,CU,3/8X4X10,DB | 138 | EA | 1
XBQ2L2LW | United States | USD | MOLD,CABLE,HORZ X LAPPED, | 487.14 | EA | 1
RJE602G | United States | USD | MOLD,CABLE TO REBAR,VERT | 596.26 | EA | 1
553153 | United States | USD | BAR,CONNECTION,ALUMINIUM, | 5.84 | EA | 10
UTB30EX | United States | USD | BARRIER,TRANSIENT,INTRINS | 170.7 | EA | 1
LPA510 | United States | USD | SPLICE,AL,CAST,CABLE, | 25.89 | EA | 1
RBT14101HA | United States | USD | SLEEVE,CADWELD,#14 T-SERI | 149.52 | EA | 1
LPC5963 | Asia | USD | CLAMP, CU, CABLE TO PIPE, 2 3/4 3 3/8 | 61.2 | EA | 1
564500 | United States | USD | PBC 400 X 400 | 489.61 | EA | 1
556790 | Asia | USD | BRAID MBJ 35-200-10 | 7.98 | EA | 10
RIGD0400EG | Asia | USD | CLAMP,STRUT,4 RIGID PIPE EG | 1749.32 | EA | 0
568630 | Asia | USD | EARTHBAR EB168 | 58.06 | EA | 10
716074 | United States | USD | DRILL,ADAPT,SOLID 8-12MM | 46.4 | EA | 1
RBB792JA | United States | USD | SLEEVE,CADWELD,#7 B-SERIE | 106.52 | EA | 1
EGBA14224GGT | Europe | USD | BAR,ASSY,GRD,BUS,1/4 X 2 | 234 | EA | 1
FLXPABB0080 | United States | USD | FLEXIBAR,ADV,8X32X1,ABB | 219.61 | EA | 1
SBTBTB4C | United States | USD | MOLD ASSY,BOND,3/16 & 1 T | 89.21 | EA | 1
XLPTC2Q2G | United States | USD | MOLD,CABLE,HORZ THRU PARA | 252.73 | EA | 1
SVR2Q8D | United States | USD | MOLD,CABLE,VERT SPLICE | 289.29 | EA | 1
LACY4FAM | United States | USD | MOLD,CABLE TO BUS/LUG,HOR | 212.91 | EA | 1
PTC1V1K | United States | USD | MOLD,CABLE, HORZ THRU PAR | 212.91 | EA | 1
HDHSC2L | United States | USD | MOLD,CABLE TO HORZ STL,HO | 212.91 | EA | 1
LPAW70ISOT | United States | USD | CLAMP,CAST,SMOOTH WEAVE | 29.03 | EA | 1
EL20A2 | United States | USD | COUPLER,LENTON STANDARD,# | 16.38 | EA | 1
VFC1TV4 | United States | USD | MOLD,CABLE TO VERT STL,VE | 212.91 | EA | 1
534022LAM01 | United States | USD | FLEXIBAR,ADV,10X24X1,LAM | 87.57 | EA | 1
534433 | Asia | USD | IBSB ADV 120-830-10 | 90.78 | EA | 2
PB10VS2V | United States | USD | MOLD,CABLE TO VERT STL,45 | 153.72 | EA | 1
B3410 | United States | USD | SUPPORT,GRINDER,STAND-OFF | 63.93 | EA | 0
SBRT1040075P | United States | USD | TOOL,STRIP,BUSHING PURCHA | 75.14 | EA | 1
534024 | United States | USD | FLEX ADV2MTC 3X32X1 | 132.23 | EA | 2
PBB152021 | United States | USD | PACKING,CONNECTION,PB99HW | 203.88 | EA | 0
549620 | United States | USD | BUSBAR,CU,63X2000MM | 464.29 | EA | 2
LPC371L38 | Asia | USD | MOUNT,PIPE,HORIZONTAL CASTING ASSEMBY | 73.47 | EA | 1
GNR312Q | United States | USD | MOLD,CABLE TO GRD ROD,VER | 289.29 | EA | 1
534026PDI21 | United States | USD | FLEXIBAR,ADV,5X32X1MM,PDI | 128.64 | EA | 10
A929H006 | Asia | USD | SEALING WASHERS | 5.03 | EA | 1
SBB140E | United States | USD | SHIM,CU,26GA(.016) X 1 1/ | 150.05 | EA | 0
LECY4CAJ | United States | USD | MOLD,CABLE TO BUS/LUG,HOR | 212.91 | EA | 1
LPC243B | United States | USD | POINT,CU,BARE,5/8IN X | 64.01 | EA | 1
EWB2G9164 | Asia | USD | BOND ASY,ARC WLD,8IN-.562IN DIA ROD, 2/0 | 67.86 | EA | 1
633450 | United States | USD | ROD,GRD,3/4X5,SEC,CU BOND | 42.08 | EA | 5
T370W | United States | USD | STAPLE,CU WELD,.188 DIA X | 0.77 | EA | 100
PB10GT162Q | United States | USD | MOLD,CABLE TO GRD ROD,VER | 208.86 | EA | 1
EM58SV | United States | USD | EM58 BASE CLIP,STEEL, | 0.33 | EA | 200
DSD1402BR24/48 | Asia | USD | DIVERTER,SURGE,24/48V,40KA,2MODE,ALARM | 262.89 | EA | 1
GT1182GPLUS | United States | USD | ONE-SHOT,CABLE TO GRD ROD | 27.06 | EA | 6
FLXPIR0009 | United States | USD | FLEXIBAR,ADV,3X40X1MM,IR, | 254.86 | EA | 1
EGBA14272JJ | United States | USD | BAR,GRD BUS,1/4 X 2 X 72 | 531 | EA | 1
534019VRM02 | United States | USD | FLEXIBAR,ADV,5X24X1MM,VRM | 163.51 | EA | 10
615860UPC | United States | USD | ROD,GRD,5/8X6,CU BONDED | 34.01 | EA | 5
534022LAM13 | United States | USD | FLEXIBAR,ADV,10X24X1,LAM, | 378.64 | EA | 10
INTCPTADBUTTSII | Europe | USD | MAST BUTT ADAPTER FOR SII | 133.07 | EA | 1
T321A | United States | USD | RASP,FILE,VIXEN 8 INCH | 263.32 | EA | 1
A130L | United States | USD | TUBING,HEAT SHRINK,#2 TO | 20.42 | EA | 10
RBT91011B | United States | USD | MATERIAL,FILLER,#9 -1 T | 46.05 | EA | 1
LPC804 | United States | USD | STRAP,CU,CABLE,1/2IN WIDE | 1.49 | EA | 1
ZZCWADJ | United States | USD | CADWELD PREF PLUS ADJ | 212.91 | EA | 0
EL38A2 | United States | USD | COUPLER,LENTON STANDARD,# | 51.49 | EA | 1
633400FMS | United States | USD | ROD,GRD,3/4X3.0,CU CLAD | 70.58 | EA | 50
TACT6Y6 | United States | USD | MOLD,CABLE,HORZ TEE | 212.91 | EA | 1
EGBA14312EE | United States | USD | BAR,GRD BUS,1/4 X 3 X 12 | 126 | EA | 1
545860 | Asia | USD | 11X20MM PUNCH | 318.57 | EA | 1
VSC2GV2 | United States | USD | MOLD,CABLE TO VERT STL,45 | 212.91 | EA | 1
B399P | United States | USD | CLAMP,SPRING,MODIFIED FOR | 59.94 | EA | 1
VVR2QV18 | United States | USD | MOLD,CABLE TO VERT 14 STL | 289.29 | EA | 1
LPC125250 | Asia | USD | CABLE,CU,ROPELAY,24STRX14GA 250FT REEL | 7.85 | FT | 250
RCE521G | United States | USD | MOLD,CABLE TO REBAR,VERT | 596.26 | EA | 1
VSCY4V3C | Europe | USD | MOLD,70MM2 CONC TO 2-4IN | 212.91 | EA | 1
VVRL9 | United States | USD | MOLD,CABLE TO VERT STL,VE | 289.29 | EA | 1
XBM2Q2C | United States | USD | MOLD,CABLE,HORZ X LAPPED | 649.88 | EA | 1
EL28P8 | United States | USD | COUPLER,LENTON POSITION,# | 127.32 | EA | 1
CAHBA1H18 | United States | USD | MOLD,CABLE TO HORZ CAST I | 129.72 | EA | 1
EL43T36P9 | United States | USD | COUPLER,LENTON POSITION,# | 151.81 | EA | 1
RJE581V | United States | USD | MOLD,CABLE TO REBAR,VERT | 596.26 | EA | 1
534001LAM05 | United States | USD | FLEXIBAR,ADV,3X9X0.8,LAM, | 100.77 | EA | 10
549310 | United States | USD | BAR SUP CABS 4/5 TN 400 | 79.28 | EA | 1
EBCCAJCAJ | Europe | USD | MOLD EBCCAJCAJ | 212.91 | EA | 1
508004 | United States | USD | BRAID,FLEXIBLE, | 416.52 | EA | 1
613480ESB | United States | USD | ROD,GRD,3/4X8,CU CLAD,10 | 68.98 | EA | 5
TL2 | United States | USD | LUG,SOLDERLESS,#2 WIRE | 2.43 | EA | 0
152840 | United States | USD | FORM,FIXER, EL-10-12-HFF | 0.9 | EA | 100
TACY7Y4 | Europe | USD | MOLD TACY7Y4 | 212.91 | EA | 1
PTCY3Y3 | United States | USD | MOLD,CABLE,HORZ THRU PARA | 212.91 | EA | 1
LECY6CAM | Europe | USD | MOLD LECY6CAM | 212.91 | EA | 1
PTC1Y1V | United States | USD | MOLD,CABLE, HORZ THRU | 212.91 | EA | 1
DM5834 | Asia | USD | MOLD,TIE DOWN,AIRCRAFT DEPRESSION,PLAS | 20.28 | EA | 1
VTC2Q1.25 | United States | USD | MOLD,CABLE TO VERT STL,HO | 212.91 | EA | 1
MBNUPCJ82 | Asia | USD | MESH BONDING NETWORK, UNIV PEDESTAL CLAM | 46.12 | EA | 1
M2322X | United States | USD | FRAME,ASSY,3 X 5 IN 3 PC | 167.96 | EA | 1
RBW313B | United States | USD | FRAME,VARIABLE ANGLED,POU | 450.82 | EA | 1
EL25P9NES | United States | USD | COUPLER,LENTON,SOURCED,P9 | 75.03 | EA | 1
SSC3A | United States | USD | MOLD,CABLE,HORZ SPLICE | 212.91 | EA | 1
SBPACGBJ4 | United States | USD | CONNECTOR,PLUG TRACK,1/4 | 11.53 | EA | 100
613400PWC01 | United States | USD | ROD,GRD,3/4X10,10 MIL | 37.15 | EA | 50
EGBA14212BBT | Europe | USD | BAR,GRD BUS,1/4 X 2 X 12 | 126 | EA | 0
534007EA05 | United States | USD | FLEXIBAR,ADV,4X15.5X0.8MM | 118.37 | EA | 1
NCR182G1V | United States | USD | MOLD,CABLE TO GRD ROD,HOR | 289.29 | EA | 1
VSC2SV2 | United States | USD | MOLD,CABLE TO VERT STL,45 | 212.91 | EA | 1
534039L3M | United States | USD | FLEXIBAR,ADV,5X50X1MM,3M | 554.37 | EA | 0
EBKEAMEAM | Europe | USD | MOLD EBKEAMEAM | 966.13 | EA | 1
LECIVR | Europe | USD | LEC-IV WITH REMOTE MONITO | 1499.92 | EA | 1
LPC233BST | United States | USD | POINT,CU,5/8X15IN,1/2THR | 23.78 | EA | 1
EGBA14412CF | United States | USD | BAR,GRD BUS,1/4 X 4 X 12 | 150 | EA | 1
XLVSC2QV3C | United States | USD | MOLD,CABLE TO VERT STL,45 | 252.73 | EA | 1
RBTSB13545J | United States | USD | BASIN,POURING,#14 HORZ. | 570.44 | EA | 1
RRC522C | United States | USD | MOLD,CABLE TO REBAR,HORZ | 212.91 | EA | 1
VBC2VV2 | United States | USD | MOLD,CABLE TO VERT STL,VE | 212.91 | EA | 1
555029 | United States | USD | BRAID,TINNED,CU,TINNED | 101.92 | EA | 1
DT27510R | Europe | USD | DIVERTER,TYPE 2, 75V, 10 | 98.86 | EA | 1
534019STK02 | United States | USD | FLEXIBAR,ADV,5X24X1MM,STK | 36.21 | EA | 10
SBM275E2 | United States | USD | WELDER,SUBASSY,SUPPORT | 9.83 | EA | 1
635850FS01 | United States | USD | ROD,GRD,5/8X1500MM,CU BON | 28.08 | EA | 5
LPC5966 | Asia | USD | CLAMP,PIPE,U-BOLT 4 1/2 TO 6 IN P | 89.02 | EA | 1
LPCC584NC4 | United States | USD | COPPERCLAD AIR TERMINAL 5 | 109.83 | EA | 1
TSGB24R1 | United States | USD | BRACKET,SCREW,GUN TELESCO | 7.04 | EA | 25
B466 | United States | USD | CLAMP ASSY,3RD RAIL,4X6 M | 873.1 | EA | 1
VST1GM | United States | USD | MOLD,CABLE TO VERT STL,45 | 207.39 | EA | 1
RBWS1467K | United States | USD | BASIN,POURING,#18TO#14 | 233.68 | EA | 1
XLRDM532Q | United States | USD | MOLD,CABLE TO REBAR,HORZ | 1160.63 | EA | 1
T327CG | United States | USD | FLUX,TIN,ALCOHOL LIQUID 1 | 0.15 | EA | 0
PHR2C1V | United States | USD | MOLD,CABLE,VERT THRU PARA | 289.29 | EA | 1
EGBA14215TES | United States | USD | BAR ASSY,GRD BUS,1/4X2X15 | 123 | EA | 1
EL36SASA9100 | United States | USD | COUPLER,LENTON,SASA,DBL | 894.21 | EA | 1
TAC3Q3D | United States | USD | MOLD,CABLE,HORZ TEE | 212.91 | EA | 1
115PLUSF20 | Asia | USD | CADWELD PLUS,#115,F20 | 22.15 | EA | 50
VSC8DV8C | United States | USD | MOLD,CABLE TO VERT STL,45 | 212.91 | EA | 1
DT230031R | Asia | USD | Type 2, 300V, 3 1 | 319.95 | EA | 1
XLVFC1V | United States | USD | MOLD,CABLE TO VERT STL,HO | 252.73 | EA | 1
RBTSA9740A | United States | USD | BASIN,POURING,#7 HORIZONT | 570.44 | EA | 1
A928K017 | United States | USD | NUT,HEX,5/16-18 S.S. | 0.44 | EA | 1
LPA330 | United States | USD | BASE,TERMINAL,MOUNT,PIPE | 40.53 | EA | 1
FLXPLAM0057 | United States | USD | FLEXIBAR,ADV,10X40X1,LAM | 744.307 | EA | 1
B13722 | Europe | USD | DRIVE SLEEVE,1IN (.914IN) | 172.86 | EA | 1
TLR2Q2Q | United States | USD | MOLD,CABLE,VERT TEE VERT | 289.29 | EA | 1
556750 | United States | USD | BRAID,EARTH | 8.36 | EA | 10
FLXPLAM0088 | United States | USD | FLEXIBAR,ADV,3X9X0.8MM, | 390.93 | EA | 1
190880 | United States | USD | RAILCLIP EM912SN2SH RUB | 6.94 | EA | 100
EPD120/240TDFL | Asia | USD | EPD,PRIMARY SPD,120V TO 240,FLYING LEADS | 503.55 | EA | 1
GRC163QW | United States | USD | MOLD,CABLE TO GRD ROD,VER | 253.23 | EA | 1
HTCY3 | Europe | USD | MOLD HTCY3 | 212.91 | EA | 1
FLXPABB0072 | United States | USD | FLEXIBAR,ADV,8X32X1MM,ABB | 188.923 | EA | 1
SBB223 | United States | USD | SHAFT,FLEXIBLE 6 FT RAIL | 1146.86 | EA | 1
LQJEAM14 | Europe | USD | MOLD,1/2 12.8MM DIA SOLTO | 882.44 | EA | 1
TAC3H1Y | United States | USD | MOLD,CABLE,HORZ TEE | 212.91 | EA | 1
CSB3346SB | Asia | USD | 3 CAVITY HAND SWAGING TOOL | 70152.77 | EA | 1
LPA540 | Europe | USD | PLATE,AL,CAST,FLAT METAL, | 12.86 | EA | 1
LPC227ST | Asia | USD | POINT,CU,BLUNT,1/2INX36IN-NICKEL PLATED | 106.23 | EA | 1
615812GAL01 | United States | USD | ROD,GRD,5/8X12,CU BONDED, | 41.2 | EA | 5
CAHAA2GM | United States | USD | MOLD,CABLE TO HORZ STL,HO | 92.21 | EA | 1
HDTAC2G1T | United States | USD | MOLD,CABLE,HORZ TEE | 212.91 | EA | 1
EL57TD16ES | United States | USD | COUPLER,LENTON,TERMINATOR | 146.47 | EA | 1
LPA237ST | United States | USD | POINT,AL,5/8X36IN,1/2THR | 14.14 | EA | 1
PB03VGY4 | United States | USD | MOLD,CABLE TO VERT STL,HO | 208.86 | EA | 1
554397B | United States | USD | BRAID,SS,LUG,70MM2,BULK | 73.21 | EA | 50
VNC2LRH | United States | USD | MOLD,CABLE TO VERT STL,HO | 212.91 | EA | 1
IS410SP01 | United States | USD | SEALANT,ESP,GRAY INSTA- | 1.76 | EA | 0
ERICORE022U | United States | USD | DOWNCONDUCTOR,LIGHTNING, | 2886.16 | EA | 1
SBB855E1G96 | United States | USD | STUD,GROUNDING,96 LONG,AL | 89.87 | EA | 1
548581 | United States | USD | INSULATOR,BUSBAR,ISO TP 5 | 8.32 | EA | 25
SCC13001A | United States | USD | WELD METAL,ALLOY,F20,SPEC | 91.88 | EA | 1
PQDS1100B480 | United States | USD | PQDS-2-2P-480V, | 1322.37 | EA | 1
LPC804 | Asia | USD | STRAP,CU,CABLE,1/2IN WIDE,TWO HOLE | 1.49 | EA | 1
GYR18A8 | United States | USD | MOLD,CABLE TO GRD ROD,VER | 289.29 | EA | 1
563618 | Asia | USD | BRAID MBJYG 25-150-8 , Y/G INSULATED | 7.97 | EA | 10
TAC1V1T | United States | USD | MOLD,CABLE,HORZ TEE | 212.91 | EA | 1
LACY1CAJ | Europe | USD | MOLD LACY1CAJ | 212.91 | EA | 1
LPEEK2P | United States | USD | MOLD,CABLE TO BUS,VERT TE | 596.26 | EA | 1
CMC18EAL | United States | USD | MOLD,BUS TO GRD ROD,VERT | 212.91 | EA | 1
LJCEAJY6 | Europe | USD | MOLD LJCEAJY6 | 212.91 | EA | 1
LPC669 | Asia | USD | STRAP,CU,CABLE STAND-OFF HOLDER,4IN OS | 70.4 | EA | 1
GEM25ABKT | Asia | USD | GROUND ENHANCMENT MATERIAL,5 GALLON BUCK | 64.59 | EA | 1
LPC126R500 | Asia | USD | CABLE,CU,ROPELAY,28 STR 14 GA,500FT REE | 6.9 | FT | 500
BMCCGCG | United States | USD | MOLD,BUS BAR,HORZ TEE BAR | 212.91 | EA | 1
SB20136 | United States | USD | BOND,CADWELD TAB,3/16X7 1 | 8.91 | EA | 100
FLXPLAM0082 | United States | USD | FLEXIBAR,ADV,2X15.5X0.8 | 244.35 | EA | 1
508048 | United States | USD | BRAID,FLEXIBLE, | 2277.96 | EA | 1
VBC2QV21C | United States | USD | MOLD,CABLE TO VERT STL,VE | 212.91 | EA | 1
SBB364T1 | United States | USD | SPACER,SHAFT,3/4 OD X 0.6 | 159.39 | EA | 1
556760 | Asia | USD | EARTH BRAID MBJ 30-300-10 | 9.5 | EA | 10
XLTAC2L2L | United States | USD | MOLD,CABLE,HORZ TEE | 252.73 | EA | 1
561154 | United States | USD | BLOCK,SPLICE,400A,1000 | 91.12 | EA | 1
GYR188D | United States | USD | MOLD,CABLE TO GRD ROD,VER | 289.29 | EA | 1
PB80LS9E004 | United States | USD | MOLD,4-7/#5 CW TO 3/8X | 697.55 | EA | 1
T343 | Europe | USD | TOOL,KIT | 409.02 | EA | 1
PB10RJ522Q | United States | USD | MOLD,CABLE TO REBAR,VERT | 153.72 | EA | 1
611303 | United States | USD | ROD,GRD,1/2X10,CU BONDED | 60.78 | EA | 5
534018GE12 | United States | USD | FLEXIBAR,ADV,4X24X1MM,GE, | 144.28 | EA | 10
PB13GY181V | United States | USD | MOLD,CABLE TO GRD ROD,VER | 208.86 | EA | 1
SSCY3 | United States | USD | MOLD,CABLE,HORZ SPLICE | 212.91 | EA | 1
534010ABB12 | United States | USD | FLEXIBAR,ADV,2X20X1MM,ABB | 135.84 | EA | 10
TAC2L1K | United States | USD | MOLD,CABLE,HORZ TEE | 212.91 | EA | 1
559151 | Asia | USD | MANUAL HYDRO FLEX SHEARING TOOL | 5605.9 | EA | 1
EL25P24L | United States | USD | COUPLER,POSITION,P24L | 89.01 | EA | 1
RTPY6M | United States | USD | MOLD,CABLE TO REBAR,HORZ | 234 | EA | 1
B261 | United States | USD | FRAME,ASSY,SPRING CLAMP, | 145.66 | EA | 1
SBG200M | United States | USD | MANUAL,INSTRUCTIONS,RAIL | 139.16 | EA | 1
SSC2Q1L | United States | USD | MOLD,CABLE,HORZ SPLICE | 212.91 | EA | 1
RBWS1537M | United States | USD | BASIN,POURING,#18 45 DEGR | 515.06 | EA | 1
XAC1H1H | United States | USD | MOLD,CABLE,HORZ X SAME PL | 212.91 | EA | 1
633430 | Europe | USD | EARTH ROD,CU BOND,THREAD | 33.23 | EA | 5
WD83 | Asia | USD | DIE,HAMMER,4/0 RLAY | 294.86 | EA | 1
CAHAA2G | United States | USD | MOLD/FRAME,CABLE TO HORZ | 129.72 | EA | 1
LPC127LCTO | United States | USD | CABLE,CU,ROPELAY,32 STR X | 14.13 | EA | 1
B532E3Q96 | Asia | USD | JUMPER,ASSY,500 CONC 96IN LG W/B1643Q RE | 587.05 | EA | 1
VBC1LV21C | United States | USD | MOLD,CABLE TO VERT STL,VE | 212.91 | EA | 1
SR | United States | USD | SUPPORT, CONDUCTOR, BRAS | 5.86 | EA | 50
CAVNT1VRH8 | United States | USD | MOLD,CABLE TO VERT STL,HO | 207.39 | EA | 1
CAVST1VA | United States | USD | MOLD,CABLE TO VERT STL,45 | 207.39 | EA | 1
LPC34712 | Asia | USD | BASE,CU,CAST,HALF SADDLE,1/2IN POINT | 75.78 | EA | 1
TS6APLUS | United States | USD | TOOL,SET,CADWELD MULTI | 35.97 | EA | 0
B540A1468A | United States | USD | COVER,BUSBAR,1/4X6X8,CLR, | 85.15 | EA | 1
XACY2Y2 | Europe | USD | MOLD XACY2Y2 | 212.91 | EA | 1
EL20A2NGV | United States | USD | COUPLER,LENTON,STANDARD, | 24.81 | EA | 1
HTCY5 | Europe | USD | MOLD HTCY5 | 212.91 | EA | 1
A930U006 | United States | USD | EARING,NEEDLE,PULLEY DRIV | 8.85 | EA | 0
SI60I316 | United States | USD | INTERCEPTOR,ESE, DELTA 60 | 3175.5 | EA | 1
T329B | United States | USD | FILE,HANDLE,#2 | 10.98 | EA | 0
GTC338D | United States | USD | MOLD,CABLE TO GRD ROD,VER | 212.91 | EA | 1
FLXPABB0102 | United States | USD | FLEXIBAR,ADV,2X24X1MM,ABB | 201.694 | EA | 1
ERICORE073U | United States | USD | DOWNCONDUCTOR,LIGHTNING, | 9576.83 | EA | 1
LPC124CTO | United States | USD | CABLE,CU,SMOOTH WEAVE,40 | 7.43 | EA | 1
EL32P9Q | United States | USD | COUPLER,LENTON,POSITION, | 133.34 | EA | 1
EGBB14206NN | United States | USD | BAR,GRD BUS,1/4 X 2 X 06 | 56 | EA | 1
VSC3QV3.50 | United States | USD | MOLD,CABLE TO VERT STL,45 | 212.91 | EA | 1
LPC29658A | United States | USD | TERMINAL,AIR,EXTENSION,PA | 94.9 | EA | 1
DQC182QW | United States | USD | MOLD,CABLE TO GRD ROD, | 293.55 | EA | 1
GYE181T | United States | USD | MOLD,CABLE TO GRD ROD,VER | 596.26 | EA | 1
PBAL12Q00166 | United States | USD | BOND,JOINT,AL1 4/0 19 STR | 170.87 | EA | 1
549502 | United States | USD | KIT,SUPPORT,BUSBAR,CABS | 41.86 | EA | 1
LPA508 | United States | USD | CLIP ASSY,SECONDARY CABLE | 7.87 | EA | 1
A235K2Q5LH | United States | USD | CLAMP,ASSY,FENCE POST & G | 279.43 | EA | 1
VST1L | United States | USD | MOLD,CABLE TO VERT STL,45 | 207.39 | EA | 1
GYE188B | United States | USD | MOLD,CABLE TO GRD ROD,VER | 596.26 | EA | 1
XLPTCY4Y4 | United States | USD | MOLD,CABLE,HORZ THRU PARA | 252.73 | EA | 1
LPC242LST | United States | USD | POINT,CU,BLUNT,5/8IN X | 55.49 | EA | 1
LED3QEH | United States | USD | MOLD,CABLE TO BUS/LUG,HOR | 284.77 | EA | 0
A928L008 | United States | USD | NUT,BINDING,HEX,14-24NS- | 2.17 | EA | 0
L163 | Asia | USD | CLAMP,HANDLE,E-Z CHANGE,3-PC VERT SPLIT, | 236.92 | EA | 1
SBTBT21Y | Europe | USD | WELDER,ASSY,WEB BOND PAIR | 295.16 | EA | 1
GBJGT182GR1 | United States | USD | MOLD,GRD ROD TO ROD/RECEP | 882.44 | EA | 1
HAH2C20C | United States | USD | MOLD,CABLE TO HORZ STL, | 373.05 | EA | 1
SBA160128 | United States | USD | CLIP ASSY,RAIL,A=10.00, | 37.05 | EA | 1
B1142GRR | United States | USD | WELD,SECT,RR | 191.88 | EA | 0
PHR2L2Q | United States | USD | MOLD,CABLE, VERT THRU PAR | 289.29 | EA | 1
PTC3D1V | United States | USD | MOLD,CABLE,HORZ THRU PARA | 212.91 | EA | 1
VNC2CRH2 | United States | USD | MOLD,CABLE TO VERT STL,HO | 212.91 | EA | 1
CWP2JH34 | United States | USD | CLAMP,PIPE,3/4CONDUIT,BRZ | 37.96 | EA | 0
PCC2C1K | United States | USD | MOLD,CABLE, HORZ TAP PARA | 212.91 | EA | 1
TDX200M277/480T | United States | USD | PROTECTOR,SURGE,TDX200M,3 | 2245.44 | EA | 1
GTC152V | United States | USD | MOLD,CABLE TO GRD ROD,VER | 212.91 | EA | 1
534019STK07 | United States | USD | FLEXIBAR,ADV,5X24X1MM,STK | 64.77 | EA | 10
563370 | Asia | USD | EARTH BRAID MBJ 50-200-18 | 10.75 | EA | 10
508031 | United States | USD | BRAID,FLEXIBLE, | 489.93 | EA | 1
4BRT32BP | United States | USD | RING,BRIDLE,2 DIA 1/4-20 | 14.17 | EA | 15
EL28P9NES | United States | USD | COUPLER,LENTON,SOURCED,P9 | 91.32 | EA | 1
XLGTC189FW | United States | USD | MOLD,CABLE TO GRD ROD,VER | 775.56 | EA | 1
CGCEAJ | United States | USD | MOLD,BUS TO HORZ STL,TAP | 212.91 | EA | 1
550770 | United States | USD | BUSBAR,DETAIL,5X12X2000MM | 109.87 | EA | 10
RBW346767 | United States | USD | FRAME,CRUCIBLE,7 IN | 624.86 | EA | 1
EHL58G1K | United States | USD | CONNECTOR,COMPRESSION, | 23.81 | EA | 25
GYJ313Q | United States | USD | MOLD,CABLE TO GRD ROD, | 882.44 | EA | 1
EL36SASA3000 | United States | USD | COUPLER,LENTON,SASA,DBL | 208.74 | EA | 1
A251 | United States | USD | CLIP,RAIL BOND,2-3/8 PARA | 6.12 | EA | 50
ML954 | United States | USD | RING,PISTON,BACK UP | 4.47 | EA | 0
LPC305L38 | United States | USD | BASE,CU,HORZ/VERT MOUNT, | 73.58 | EA | 1
RIGD0050EG | Asia | USD | CLAMP,STRUT,1/2 RIGID PIPE, | 739.7 | EA | 100
RBWS1499G | United States | USD | BASIN,POURING,#14 TO #11 | 352.64 | EA | 1
534027 | United States | USD | FLEX ADV2MTC 6X32X1 | 232.68 | EA | 2
EL43T32P9 | United States | USD | COUPLER,LENTON POSITION,# | 154.33 | EA | 1
GT1182CPLUS | United States | USD | ONE-SHOT,CABLE TO GRD ROD | 27.06 | EA | 6
TACY5Y7 | Europe | USD | MOLD TACY5Y7 | 212.91 | EA | 1
534028MJP07 | United States | USD | FLEXIBAR,ADV,8X32X1MM,MJP | 163.75 | EA | 1
VBRY9 | United States | USD | MOLD,CABLE TO VERT STL,VE | 289.29 | EA | 1
534034EPI01 | United States | USD | FLEXIBAR,ADV,6X40X1MM,EPI | 122.57 | EA | 1
B540C287 | United States | USD | STRIP,BUS,DETAIL,1/16X1X | 60.52 | EA | 1
PTC1E1E | United States | USD | MOLD,CABLE, HORZ THRU PAR | 212.91 | EA | 1
DQC162QW | United States | USD | MOLD,CABLE TO GRD ROD,HOR | 293.55 | EA | 1
LC32B12ESD | United States | USD | SLEEVE,B12 SERIES,EPOXY | 256.65 | EA | 1
SBS8INSUL | United States | USD | BOND STRAND,INSUL,S8 3/16 | 2.3 | EA | 1000
LU32MT12D | United States | USD | LENTON ULTIMATE,MALE, | 20.07 | EA | 1
SSC1V1H | United States | USD | MOLD,CABLE,HORZ SPLICE | 212.91 | EA | 1
LPC31838 | Asia | USD | BASE,CU,SIDE MOUNT,3/8IN POINT | 43.87 | EA | 0
CAHBA1L18 | United States | USD | MOLD,CABLE TO HORZ CAST I | 129.72 | EA | 1
559148 | United States | USD | TWISTING TOOL | 282.53 | EA | 1
534019AME03 | United States | USD | FLEXIBAR,ADV,5X24X1,AME | 71.61 | EA | 1
C11301X | United States | USD | FRAME ASSY,4X4X9IN - | 637.41 | EA | 1
561155 | United States | USD | BLOCK,SPLICE,400A,1000V | 95.76 | EA | 1
SBTBJ5472B | United States | USD | BOND,JUMPER,5/16 & 1 TAB | 35.29 | EA | 1
503410 | United States | USD | ROUND BRAID RTCBI 15-16 | 26.51 | MR | 25
PTC2Q8K | United States | USD | MOLD,CABLE, HORZ THRU PAR | 212.91 | EA | 1
508104 | Asia | USD | FleXbus Sup. Kit/Edge 3P+N, 100 x 175.5 | 134.54 | EA | 1
TAC9F2B | United States | USD | MOLD,CABLE,HORZ TEE | 212.91 | EA | 1
RC100 | United States | USD | CLAMP,REBAR,COND 8-4/0, | 85.51 | EA | 0
PB50SS4Y5F | United States | USD | MOLD,CABLE,HORZ SPLICE | 325.89 | EA | 1
FLXPRW0009 | United States | USD | FLEXIBAR,ADV,4X24X1MM,RW, | 233.76 | EA | 1
SCB15002A | United States | USD | WELD METAL,CADWELD RAIL S | 100.5 | EA | 1
RJE56Y6 | United States | USD | MOLD,CABLE TO REBAR,VERT | 596.26 | EA | 1
LPC571L | United States | USD | BOLT,U,CABLE SPLICER CAST | 65.61 | EA | 1
534027VRT03 | United States | USD | FLEXIBAR,ADV,6X32X1,VRT | 70.75 | EA | 25
GC065TH | United States | USD | CLAMP,GROUND ROD 5/8-3/4 | 84.87 | EA | 5
LPA100GE02 | United States | USD | CONDUCTOR,SMOOTH,WEAVE,AL | 16.48 | EA | 1
PB65 | United States | USD | WELD METAL,CADWELD RAIL P | 7.26 | EA | 50
EDT255040R | United States | USD | ENHANCED TYPE 2, 550V, 40 | 386.64 | EA | 1
HAA1V | United States | USD | MOLD,CABLE TO HORZ STL,HO | 129.72 | EA | 1
RTPY6M | Europe | USD | MOLD RTPY6M | 234 | EA | 1
534035L2.5M | United States | USD | FLEXIBAR,BUSBAR,PREFAB, | 460.89 | EA | 60
554010 | United States | USD | SLEEVE,GLASS,FIBER COATED | 1.48 | MR | 1
EGBA14420NN | United States | USD | BAR ASSY,GRD BUS,1/4X4X20 | 238 | EA | 1
EL43TA2D6ES | United States | USD | COUPLER,LENTON,#14 (3.5MM | 179.9 | EA | 1
GYR163D | United States | USD | MOLD,CABLE TO GRD ROD,VER | 289.29 | EA | 1
SBS2190 | United States | USD | ADAPTER,PLATE | 359.51 | EA | 1
EGBA14428CBT | United States | USD | BAR,GRD BUS,1/4 X 4 X 28 | 382 | EA | 1
EGBA14424EE | United States | USD | BAR,GRD BUS,1/4 X 4 X 24 | 282 | EA | 1
LJCEAHY7 | United States | USD | MOLD,CABLE TO BUS/LUG,HOR | 212.91 | EA | 1
PHR3D1VW | United States | USD | MOLD,CABLE,VERT THRU PARA | 329.61 | EA | 1
PQDM3200B120 | United States | USD | PQDM-5-2P-120/240V, FSPM3 | 4806.71 | EA | 1
SLK2L5 | Asia | USD | SLK2 WITH HOOK, 2MM WIRE 5M LONG | 1979.19 | EA | 100
PHR2G1T | United States | USD | MOLD,CABLE,VERT THRU | 289.29 | EA | 1
BMCEAMCAJ | Europe | USD | MOLD BMCEAMCAJ | 212.91 | EA | 1
M2215 | United States | USD | INSULATOR,3RD RAIL,70SYM, | 25.78 | EA | 1
B227A2 | United States | USD | FRAME,SUBASSY,3 X 3 IN VE | 156.67 | EA | 0
HDPTD2Q9F | United States | USD | MOLD,CABLE, HORZ THRU PAR | 451.38 | EA | 1
VSCY6 | Europe | USD | MOLD VSCY6 | 212.91 | EA | 1
VSC9FV21C | United States | USD | MOLD,CABLE TO VERT STL,4 | 212.91 | EA | 1
FLXPABB0002 | United States | USD | FLEXIBAR,ADV,5X100X1,ABB, | 186.5 | EA | 1
XLYRF2001RHS | United States | USD | MOLD,CABLE,HORZ Y 20 DEG | 602.4 | EA | 1
32PLUSF20 | United States | USD | CADWELD PLUS,#32,F20 | 7.47 | EA | 20
GFC161L | United States | USD | MOLD,CABLE TO GRD ROD,HOR | 212.91 | EA | 1
CAHAA1LM | United States | USD | MOLD,CABLE TO HORZ STL,HO | 92.21 | EA | 1
685800S | United States | USD | ROD,GRD,SS,SECT,5/8X10 | 247.43 | EA | 1
LPC700 | United States | USD | GROUND ROD,SOLID,CU | 199.61 | EA | 1
GSC332Q | United States | USD | MOLD,CABLE TO GRD ROD,HOR | 212.91 | EA | 1
554810 | United States | USD | POLY,SLEEVE,50 M,BLACK, | 2.33 | MR | 1
POOLMESH2100 | United States | USD | MESH,GRD,2 FT X 100 FT, | 861.11 | EA | 1
HDTAC2G1L | Europe | USD | MOLD HDTAC2G1L | 212.91 | EA | 1
GRC183G | United States | USD | MOLD,CABLE TO GRD ROD,VER | 212.91 | EA | 1
VSC2VV2 | United States | USD | MOLD,CABLE TO VERT STL | 212.91 | EA | 1
RBT1891SVS | United States | USD | SPLICE,KIT,#18 SPECIAL T- | 430.2 | EA | 1
PGCY2Y1 | Europe | USD | MOLD PGCY2Y1 | 212.91 | EA | 1
TADV1V1 | Europe | USD | MOLD TADV1V1 | 451.38 | EA | 1
EL43TA2NGV | United States | USD | COUPLER,LENTON,STANDARD, | 98.04 | EA | 1
LPC345L12 | United States | USD | BASE,CU,CAST,RIDGE, | 84.08 | EA | 1
EL25D6SS | United States | USD | ANCHOR,LENTON,EMBEDMENT, | 82.56 | EA | 1
FJ2QA24 | United States | USD | JUMPER,SWAGED,4/0 CONC 24 | 63.85 | EA | 1
SVR8D | United States | USD | MOLD,CABLE,VERT SPLICE | 289.29 | EA | 1
RRC51Y2 | United States | USD | MOLD,CABLE TO REBAR,HORZ | 212.91 | EA | 1
RBT9101B | United States | USD | MATERIAL,FILLER,#9 T-SERI | 39.98 | EA | 1
TADP9Y9 | Europe | USD | MOLD TADP9Y9 | 451.38 | EA | 1
VFC1LV21C | United States | USD | MOLD,CABLE TO VERT STL,VE | 212.91 | EA | 1
LECY6CAJ | Europe | USD | MOLD LECY6CAJ | 212.91 | EA | 1
XBZ3H3H | United States | USD | MOLD,CABLE,HORZ X LAPPED | 610.58 | EA | 1
TDX50C347/600 | United States | USD | PROTECTOR,SURGE,TDX50C,3P | 619.18 | EA | 1
RBT8101HSB | United States | USD | MATERIAL,FILLER,#8 T-SER | 35.06 | EA | 1
633460 | Asia | USD | ROD,GRD,3/4X6,SEC,CU BOND | 50.47 | EA | 5
PBB102CEOL | United States | USD | LUG,2 HOLE,LA 1/8X1,OFFSE | 147.11 | EA | 0
XLB399CS | United States | USD | HANDLE,EXOLON,MINI EZ W/C | 219.57 | EA | 0
SPDM200480D | United States | USD | PQI, TDX200M480D | 4886.34 | EA | 1
XLPCR2C | United States | USD | MOLD,CABLE, HORZ TAP PARA | 343.11 | EA | 1
549517 | United States | USD | SUPPORT,ALUIMNUM, | 34.54 | EA | 2
EDT215010R | Asia | USD | ENHANCED TYPE 2, 50V, 1 0 | 127.2 | EA | 1
534134 | Asia | USD | FLEX ADV3MTC 6X40X1 | 447.83 | EA | 1
EGBA14412RRT | United States | USD | BUSBAR,GRD,CU,1/4X4X12,RR | 174 | EA | 1
558307ADV | United States | USD | IBSADV 25-297-6-N E&I | 5.45 | EA | 100
561164 | Asia | USD | POWER BLOCK SB 400AL | 32.2 | EA | 1
TACY7Y6 | Europe | USD | MOLD TACY7Y6 | 212.91 | EA | 1
LPA101500 | United States | USD | CABLE,AL,SMOOTH WEAVE,26 | 1.96 | FT | 500
PTC2G1VW | United States | USD | MOLD,CABLE,HORZ THRU PARA | 253.23 | EA | 1
545816 | Asia | USD | 14MM DIE | 149.6 | EA | 1
SK85I | Asia | USD | STRUT CLIP | 217.13 | EA | 0
VFC2GV8C | United States | USD | MOLD,CABLE TO VERT STL,VE | 212.91 | EA | 1
PTC1G9D | United States | USD | MOLD,CABLE,HORZ THRU PARA | 212.91 | EA | 1
RBT6101HS | United States | USD | SPLICE,KIT,#6 CADWELD T-S | 151.85 | EA | 1
B522B | Europe | USD | CLAMP,ASSY,1 1/4 NOMINAL | 37.32 | EA | 1
SSPD1P2M300 | Europe | USD | SSPD, SINGLE PHASE, 2 MOD | 301.61 | EA | 1
EL28C3JSP01 | United States | USD | COUPLER,LENTON HALF,C3J, | 54.24 | EA | 1
EL32CIPS | United States | USD | PROTECTOR,THREAD,INTERNAL | 0.21 | EA | 1
B122EE | United States | USD | LUG,CU,1/4 X 1 W/2-9/16 H | 21.74 | EA | 10
EL36A2NES | United States | USD | COUPLER,LENTON,STANDARD, | 60.17 | EA | 1
PLUSCU2BAA | Europe | USD | CADWELD PLUS CONTROL UNIT | 146.79 | EA | 1
EL22P9JQ | United States | USD | COUPLER,LENTON POSITION, | 162.46 | EA | 1
LPC555L | United States | USD | LUG,CU,CAST,BONDING,1/4IN | 21.7 | EA | 1
B102DE | United States | USD | LUG,CU,3/16 X1 W/2-9/16 H | 18.38 | EA | 10
CRD18EK | United States | USD | MOLD,BUS TO GRD ROD,VERT | 451.38 | EA | 1
XBM2G1V | United States | USD | MOLD,CABLE,HORZ X LAPPED | 649.88 | EA | 1
613480 | Asia | USD | GROUND ROD, POINTED 3/4IN X 8FT | 61.88 | EA | 5
B540C887 | United States | USD | BUSBAR,GRD,CU,3/8X3X61.85 | 366.19 | EA | 1
XB32Q2Q | United States | USD | MOLD,4/0 STR TO 4/0 STR, | 466.79 | EA | 1
GLCEG2S | United States | USD | MOLD,CABLE TO LUG,HORZ | 212.91 | EA | 1
TAC2Q8F | United States | USD | MOLD,CABLE,HORZ TEE | 212.91 | EA | 1
RJC54Y3 | United States | USD | MOLD,CABLE TO REBAR,VERT | 212.91 | EA | 1
RBW739810H | United States | USD | INSTALLATION,KIT,EQUIP #8 | 1626.97 | EA | 1
HDTAC2C2C | United States | USD | MOLD,CABLE,HORZ TEE | 212.91 | EA | 1
FLXPSHL0003 | United States | USD | FLEXIBAR,ADV,5X20X1MM,SHL | 142.497 | EA | 1
CC5A05CBSAMP | United States | USD | CABLE,COMP,THFT DET | 7.39 | EA | 1
TAC2C8C | United States | USD | MOLD,CABLE,HORZ TEE | 212.91 | EA | 1
LPAAR0315 | United States | USD | TERMINAL,AIR,300MM,5/8DIA | 13.45 | EA | 1
623415M4CATU | United States | USD | CU/ST GR, 17.3MM, 350MCRN | 310.45 | EA | 250
505645 | United States | USD | BUSBAR,CU,TINNED,0.50X8X | 710.74 | EA | 1
545945 | United States | USD | 11.2X16 MM DIE | 130.08 | EA | 1
LAC3AEEW | United States | USD | MOLD,CABLE TO BUS/LUG,HOR | 233.07 | EA | 1
B530D2Q48 | United States | USD | JUMPER,ASSY,4/0 CONC 48 I | 235.59 | EA | 0
HSC8D | United States | USD | MOLD,CABLE TO HORZ STL,HO | 212.91 | EA | 1
ZCCSS125 | United States | USD | MOLD,CABLE,NO BUILD-UP | 212.91 | EA | 1
EGBA14220BBT | United States | USD | BAR,GRD BUS,1/4X2 20 LG, | 201.7 | EA | 0
FLXPLAM0071 | United States | USD | FLEXIBAR,ADV,2X15.5X0.8MM | 294.79 | EA | 1
TACY2W3 | Europe | USD | MOLD TACY2W3 | 212.91 | EA | 1
TAC3D9G | United States | USD | MOLD,CABLE,HORZ TEE | 212.91 | EA | 1
GCHSC1214 | Asia | USD | KIT,CLIP,GLUED RAIL TIE,12-14MM DIA | 268.69 | EA | 1
TDX100M347/600 | United States | USD | PROTECTOR,SURGE,TDX100M,3 | 855.95 | EA | 1
RDH571V | United States | USD | MOLD,CABLE TO REBAR,HORZ | 373.05 | EA | 1
FJ2Q72 | United States | USD | JUMPER,SWAGED,4/0 CONC 72 | 208.32 | EA | 1
MBB14CCL | United States | USD | MOLD,BLANK,3 X 3 X 6 1/4 | 172.93 | EA | 1
S1V13M | United States | USD | MOLD,120MM2 HV AL CABLE, | 872.83 | EA | 1
EGBA18106EE | United States | USD | BAR,GRD BUS,1/8 X 1 X 6LG | 54.4 | EA | 1
TGBA24L14PT | Europe | USD | BAR ASSY,GRD BUS,1/4X2X24 | 234 | EA | 1
534010RES03 | United States | USD | FLEXIBAR,ADV,2X20X1MM,RES | 101.85 | EA | 10
EGBA14614JJ | United States | USD | BAR,GRD BUS,1/4 X 6 X 14 | 266.85 | EA | 1
EL43TD6 | United States | USD | COUPLER,LENTON TERMINATOR | 44.9 | EA | 1
RBT1418101 | United States | USD | SPLICE,KIT,#14/#18 CADWEL | 402.25 | EA | 1
C123C | United States | USD | CLAMP,PART | 13.09 | EA | 1
B150G08 | United States | USD | BATTING,SET DETAIL | 9.41 | EA | 100
534036GE14 | United States | USD | FLEXIBAR,ADV,10X40X1MM,GE | 391.06 | EA | 10
LK5 | United States | USD | COUPLER,LENTON INTERLOK,# | 46.12 | EA | 1
SBB364L1 | United States | USD | BLOCK,BELT TENSION | 139.16 | EA | 1
553571A3 | United States | USD | FLEXIBAR,CAP,LEFT HAND | 24.83 | EA | 0
TERMLUGCOUP | United States | USD | COUPLING,TERMINAL LUG,MK3 | 167.09 | EA | 1
FLXPLAM0043 | United States | USD | FLEXIBAR,ADV,8X32X1MM LAM | 579.65 | EA | 1
DH34 | Asia | USD | DRIVE HEAD,FOR POWER TOOL,.850IN SHANK | 230.43 | EA | 1
585204ADV | United States | USD | KIT,FLEXIBAR,ADV,EATON, | 78.36 | EA | 50
EGBA14424MMT | United States | USD | BAR,ASSY BUS,1/4 X 4 X 24 | 330 | EA | 1
EGBA14416LLT | United States | USD | BAR,GRD BUS,1/4 X 4 X 16, | 226 | EA | 1
556825B | United States | USD | MBJ 50-150-8 | 4.06 | EA | 1
FLXPABB0010 | United States | USD | FLEXIBAR,ADV,10X50X1,ABB, | 271.4 | EA | 1
534026PDI27 | United States | USD | FLEXIBAR,ADV,5X32X1MM,PDI | 189.51 | EA | 10
PTC9E9E | United States | USD | MOLD,CABLE, HORZ THRU PAR | 212.91 | EA | 1
GRC313A | Europe | USD | MOLD GRC313A | 212.91 | EA | 1
GTC22Y8 | United States | USD | MOLD,CABLE TO GRD ROD,VER | 212.91 | EA | 1
T393 | Asia | USD | TOOL,SAFETY,GLASSES,ULTRA | 30.95 | EA | 1
VVFY8 | United States | USD | MOLD,CABLE TO VERT STL,VE | 507.28 | EA | 1
NCR16Y2W3 | United States | USD | MOLD,CABLE TO GRD ROD,HOR | 289.29 | EA | 1
RRA531A | United States | USD | MOLD,CABLE TO REBAR,HORZ | 129.72 | EA | 1
508105 | United States | USD | BRACKET, FLEXBUS, KIT, | 91.81 | EA | 1
TAC9F9FW | United States | USD | MOLD,CABLE,HORZ TEE,W/WP | 273.39 | EA | 1
AWG2 | United States | USD | WIRE,CLAD,#2,CU | 12.58 | EA | 0
GT1162QPLUS | United States | USD | ONE-SHOT,CABLE TO GRD ROD | 27.04 | EA | 6
EL22CFFW | United States | USD | LENTON,FORM SAVER,W/STEEL | 4.91 | EA | 25
EGBA14436EE | United States | USD | BAR,GRD BUS,1/4 X 4 X 36 | 414 | EA | 1
510110 | United States | USD | BRAID,CU,TINNED,50 M LG, | 2.19 | MR | 1
B2700HC36T | United States | USD | STRIP,BUS,ASSY,36 LG,TINN | 73.02 | EA | 1
WD95 | United States | USD | DIE,HAMMER,150MM2 & 300 C | 263.28 | EA | 1
PCC2P2P | United States | USD | MOLD,CABLE, HORZ TAP PARA | 212.91 | EA | 1
EGBA14812BB | United States | USD | BAR,ASSY,GRD,BUS,1/4X8X12 | 240 | EA | 1
558990 | United States | USD | TOOL,HYDRAULIC,SHEAR,RULE | 1334.39 | EA | 1
PTC2V2G | United States | USD | MOLD,CABLE, HORZ THRU PAR | 212.91 | EA | 1
545701 | United States | USD | PUMP,HYDRAULIC,& FOOT CON | 11560.38 | EA | 1
A929G004 | United States | USD | WASHER,SEALING,3/8 LEAD | 2.66 | EA | 1
MBA42 | United States | USD | MOLD,BLANK,150200 C PRICE | 196.31 | EA | 1
GLCCET1 | United States | USD | MOLD,CABLE TO LUG,HORZ SP | 212.91 | EA | 1
568678 | United States | USD | EARTHING & NEUTRAL BUSBAR | 5.37 | EA | 10
PB72QVJK150B | United States | USD | MOLD,CABLE TO LUG,HORZ TA | 366.25 | EA | 1
633480S | United States | USD | ROD,GRD,SECT,S834 CU PL | 35.89 | EA | 0
MBA16 | Europe | USD | MOLD,BLANK,C PRICE 90115 | 157.37 | EA | 0.5
557190 | United States | USD | LUG,TINNED,CU,PB25,15-25, | 1.85 | EA | 100
615880 | Asia | USD | GROUND ROD, POINTED 5/8" X 8' | 37.38 | EA | 100
534042BSE02 | United States | USD | FLEXIBAR,ADV,10X50X1,BSE | 198.43 | EA | 1
508007 | United States | USD | BRAID,FLEXIBLE, | 562.47 | EA | 1
VVR2CV3 | United States | USD | MOLD,CABLE TO VERT STL,VE | 289.29 | EA | 1
TACY7Y4 | United States | USD | MOLD,CABLE,HORZ TEE | 212.91 | EA | 1
GTT14A1K | United States | USD | MOLD,CABLE TO GRD ROD,VER | 207.39 | EA | 1
NCR182Q | United States | USD | MOLD,CABLE TO GRD ROD,HOR | 289.29 | EA | 1
DT1750M | United States | USD | TYPE 1 MODULE, 750V | 150.4 | EA | 1
T370 | United States | USD | STAPLE,CU WELD,.144 DIA X | 0.42 | EA | 100
SGT240M | Asia | USD | Spark Gap Type 2 Module, 40 kA | 113.44 | EA | 0
556620 | Asia | USD | BRAID MBJ 16-100-8 | 2.99 | EA | 10
LPA61058 | United States | USD | BASE,AL,CAST,CONCEALED | 18.73 | EA | 1
EGBF12424CB | United States | USD | BUSBAR,GRD,CU,1/2X4X24,CB | 534 | EA | 1
YRC2GSFRH | United States | USD | MOLD,CABLE,HORZ Y 45 DEG | 212.91 | EA | 1
LPC302L58 | Europe | USD | BASE,CABLE,AND AIR TERMIN | 69.38 | EA | 1
534026PDI39 | United States | USD | FLEXIBAR,ADV,5X32X1MM,PDI | 100.01 | EA | 10
LU20MT12D | United States | USD | LENTON ULTIMATE,MALE, | 14.35 | EA | 1
T314 | Asia | USD | BRUSH, CABLE CLEANING | 102.97 | EA | 1
PB10VB1H | United States | USD | MOLD,CABLE TO VERT STL,VE | 208.86 | EA | 1
VGCY4 | United States | USD | MOLD,CABLE TO VERT STL, | 212.91 | EA | 1
LC20B12ESD | United States | USD | SLEEVE,B12 SERIES,EPOXY | 100.32 | EA | 1
HSC2W | United States | USD | MOLD,CABLE TO HORZ STL,HO | 233.07 | EA | 1
RPSCW4STPXL | United States | USD | CROSSOVER,4 STEP,LADDER | 167896.72 | EA | 1
TDX100C120/240 | United States | USD | PROTECTOR,SURGE,TDX100C,2 | 717.85 | EA | 1
HDPTD3Q2QW | United States | USD | MOLD,CABLE,HORZ THRU PARA | 491.7 | EA | 1
MBA47 | United States | USD | MOLD,BLANK,R PRICE 250300 | 280.74 | EA | 1
NDF162L | United States | USD | MOLD,CABLE TO GRD ROD,HOR | 507.28 | EA | 1
B102EHOL | United States | USD | LUG,CU,1/4 X 2 W/2-9/16 H | 60.91 | EA | 10
FC082DH | United States | USD | CLAMP, FENCE, DUAL-HOLE, | 87.83 | EA | 1
FLXPLAM0053 | United States | USD | FLEXIBAR,ADV,5X24X1MM,LAM | 276.61 | EA | 1
TACY5Y3 | Europe | USD | MOLD TACY5Y3 | 212.91 | EA | 1
LPC30438 | United States | USD | PLATE,STAMPED,AIR TERMINA | 44.14 | EA | 1
PBB180D1 | United States | USD | SCREW SUBASSY,ADJUSTING | 420.24 | EA | 0
PB71DS3SJHM | United States | USD | MOLD,CABLE TO UC LUG,HORZ | 325.89 | EA | 1
A809A07 | United States | USD | WIRE,CU,SOL,BARE,#2 | 0.28 | EA | 0
RBWS1500E | United States | USD | BASIN,POURING,#10 STANDAR | 352.64 | EA | 1
RTC521T | United States | USD | MOLD,CABLE TO REBAR,HORZ | 212.91 | EA | 1
PB10SS4K2W | United States | USD | MOLD,CABLE,HORZ SPLICE | 208.86 | EA | 1
PHJ2Q2QM | United States | USD | MOLD,CABLE,VERT THRU PARA | 711.88 | EA | 1
GYE332C | United States | USD | MOLD,CABLE TO GRD ROD,VER | 596.26 | EA | 1
TACY2Y2 | United States | USD | MOLD,CABLE,HORZ TEE | 212.91 | EA | 1
LPC122CTO | United States | USD | CABLE,CU,SMOOTH WEAVE,32 | 5.53 | EA | 1
DQC112S | United States | USD | MOLD,CABLE TO GRD ROD,HOR | 212.91 | EA | 1
LPA31812 | United States | USD | BASE,AL,SIDE MOUNT,1/2IN | 25.91 | EA | 1
554366 | Asia | USD | CPI 70-200-12 | 24.08 | EA | 1
LPC417 | United States | USD | POINT,CU,BARE,INDUSTRIAL | 288.72 | EA | 1
RBWS2223E | United States | USD | BASIN,POURING,#10 30 DEGR | 515.06 | EA | 1
534035 | Asia | USD | FLEX ADV2MTC 8X40X1 | 378.12 | EA | 2
4010125EG | Asia | USD | #401 EG CLEVIS 1.25 | 594.55 | EA | 100
EDT2480M | Europe | USD | ENHANCED TYPE 2 MODULE,48 | 97.87 | EA | 1
613483 | United States | USD | ROD,GRD,3/4X8,CU BONDED | 73.47 | EA | 5
635837 | United States | USD | KIT,GRD ROD,5/8X3,CU BOND | 219.02 | EA | 0
PQCF320120240V | United States | USD | SES320F120/240S | 4818.46 | EA | 1
NT1181GPLUS | United States | USD | ONE-SHOT,CABLE TO GRD ROD | 28.61 | EA | 6
MBNC82 | Asia | USD | MESH BONDING NETWORK CONNECTOR, #8 SOL - | 10.13 | EA | 0
LK10ES | United States | USD | COUPLER,LENTON,INTERLOK, | 141.5 | EA | 1
PQDLBS3B208 | United States | USD | LABEL,SPEC,RATINGS,PQD, | 30.13 | EA | 0
RRA591L | United States | USD | MOLD,CABLE TO REBAR,HORZ | 129.72 | EA | 1
534001LAM13 | United States | USD | FLEXIBAR,ADV,3X9X0.8,LAM | 172.65 | EA | 10
534039 | Asia | USD | FLEXIBAR ADV2MTC 5X50X1 | 369.58 | EA | 1
LK36D | United States | USD | COUPLER,LENTON INTERLOK, | 102.08 | EA | 1
RRC51Y2 | Europe | USD | MOLD RRC51Y2 | 212.91 | EA | 1
534424 | United States | USD | IBSB ADV 100-530-8-10 | 49.29 | EA | 10
CWP2JUC | United States | USD | CLAMP,WATER PIPE,BRZ 1-1/ | 13.8 | EA | 0
534026HYD03 | United States | USD | FLEXIBAR,ADV,5X32X1MM,HYD | 140.47 | EA | 1
TACY0Y6 | United States | USD | MOLD,CABLE,HORZ TEE | 212.91 | EA | 1
554020 | United States | USD | SLEEVE,GLASS,FIBER COATED | 2.13 | MR | 1
CBSC14 | Europe | USD | CU-BONDED STEEL CONDUCTOR | 1052.42 | EA | 1
HDGRC163H | United States | USD | MOLD,CABLE TO GRD ROD,VER | 212.91 | EA | 1
B194CRH | United States | USD | CLIP,C BOND,250KCM RLAY,R | 106.05 | EA | 0
EL25P9J | United States | USD | COUPLER,LENTON POSITION, | 112.01 | EA | 1
RRH55Y5 | United States | USD | MOLD,CABLE TO REBAR,HORZ | 373.05 | EA | 1
SBNT1161LPLUS | United States | USD | ONE SHOT,#3 SOL THRU #6 | 24 | EA | 6
553260 | United States | USD | CLAMP,BUSBAR,BC 100 | 76.8 | EA | 4
633415 | Europe | USD | EARTH ROD,CU BOND,THREAD | 126.83 | EA | 5
EGBF14420CC | United States | USD | BUSBAR,GRD,CU,1/4X4X20,CC | 310 | EA | 1
ECRV102Q10U | United States | USD | GROUND ROD,ASSY,KIT,10 FT | 1633.28 | EA | 1
560750 | United States | USD | SPACER M6X20 | 2.14 | EA | 100
HDXBK3Q3QM | United States | USD | MOLD,CABLE,HORZ X LAPPED | 781.18 | EA | 1
GLCDE2G | United States | USD | MOLD,CABLE TO LUG,HORZ SP | 212.91 | EA | 1
534048RW28 | United States | USD | FLEXIBAR,ADV,10X63X1MM,RW | 208.57 | EA | 10
VBC1TV2 | United States | USD | MOLD,CABLE TO VERT STL,VE | 212.91 | EA | 1
HCA1V3 | United States | USD | MOLD,CABLE TO HORZ STL,HO | 129.72 | EA | 1
EHL34C2G | Europe | USD | HAMMERLOCK EHL34C2G | 38.55 | EA | 25
RBS3157 | United States | USD | CHAIN,ASSY,#45 19 IN LG W | 33.9 | EA | 0
LAC2QEK | United States | USD | MOLD,CABLE TO BUS/LUG,HOR | 212.91 | EA | 1
LU25FT12D | United States | USD | LENTON ULTIMATE,FEMALE, | 21.62 | EA | 1
MBNC82 | Europe | USD | CONNECTOR,MESH BONDING | 10.13 | EA | 25
PBW2W | United States | USD | MOLD,RAIL,CABLE HORZ TO W | 170.48 | EA | 1
GRC224L | United States | USD | MOLD,CABLE TO GRD ROD,VER | 212.91 | EA | 1
PBB49748 | United States | USD | BOND,COMPOSITE 3RD RAIL F | 478.89 | EA | 1
569210 | Asia | USD | DISTRI. BLOCK UDF9C1000AL | 104.91 | EA | 180
B827A | United States | USD | CLAMP,FENCE,ASSY FOR E-Z | 275.27 | EA | 1
534010ABB19 | United States | USD | FLEXIBAR,ADV,2X20X1MM,ABB | 51.46 | EA | 1
XBV3Q3D | United States | USD | MOLD,CABLE,HORZ X LAPPED | 935.06 | EA | 1
98202520TF | United States | USD | SLEEVE,CU,.982IDX1.032ODX | 3.37 | EA | 0
LPA595 | United States | USD | CONNECTOR,AL,CROSS RUN | 31.34 | EA | 1
RTH572QM | United States | USD | MOLD,CABLE TO REBAR,HORZ | 284.59 | EA | 1
MBMAST5M | United States | USD | MAST,ASSY,BASE & 5M ALUM | 901.88 | EA | 1
NCR188C | United States | USD | MOLD,CABLE TO GRD ROD, | 289.29 | EA | 1
XB3Y6Y6 | Europe | USD | MOLD XB3Y6Y6 | 466.79 | EA | 1
LPC807 | Asia | USD | STRAP,CU,CABLE 1 1/4 WIDE,ONE HOLE | 15.37 | EA | 1
TDSSC | Asia | USD | DINLINE SURGE COUNTER,TDS WITH CT | 517.15 | EA | 1
XADY0Y6 | Europe | USD | MOLD XADY0Y6 | 451.38 | EA | 1
A238FF2S12RH | United States | USD | CLAMP,FENCE,4/0 X 12 IN | 530.47 | EA | 1
SRF163N | Asia | USD | SRF,N-SERIES, 1PH,63A,240V | 2653.8 | EA | 1
GTT14A1H | United States | USD | MOLD,CABLE TO GRD ROD,VER | 207.39 | EA | 1
PQLA4801P | United States | USD | POWERLOGICS, PRIVATE | 710.15 | EA | 1
SBGR1182G | United States | USD | ONE-SHOT,CABLE TO GRD ROD | 19.07 | EA | 6
B136A | United States | USD | MOLD,CLEANER,ASSY 65 W/M | 8.91 | EA | 5
NT1181VPLUS | United States | USD | ONE-SHOT,CABLE TO GRD ROD | 29.63 | EA | 6
EGBA14224EE | United States | USD | BAR,GRD BUS,1/4 X 2 X 24 | 186 | EA | 1
LMCGG2Q | United States | USD | MOLD,CABLE TO BUS/LUG,VER | 212.91 | EA | 0
EGBA14324AA | United States | USD | BAR,GRD BUS,1/4 X 3 X 24 | 234 | EA | 1
534415 | Asia | USD | IBSB ADV 70-330-8-10 | 25.93 | EA | 10
EGBA14412QQ | United States | USD | BAR ASSY,GRD BUS,1/4X4X12 | 150 | EA | 1
B922CC38B | United States | USD | LUG,CU,1/8 X 5/8,(2)3/8 | 15.33 | EA | 25
LPS422 | Asia | USD | POINT,SS,INDUSTRIAL STACK,3/4IN X 24IN | 104.21 | EA | 1
615860 | Asia | USD | GROUND ROD, POINTED 5/8" X 6' | 32.07 | EA | 5
LPC505 | Europe | USD | SPLICE,CU,STAMPED,CABLE, | 11.81 | EA | 25
SSC2C | United States | USD | MOLD,CABLE,HORZ SPLICE | 212.91 | EA | 1
534406 | Asia | USD | IBSB ADV 25-1030-6 | 30.33 | EA | 10
GTC141V | United States | USD | MOLD,CABLE TO GRD ROD,VER | 212.91 | EA | 1
ECRH101T20U | United States | USD | GROUND ROD,ASSY,KIT,10FT, | 2170.16 | EA | 1
561500 | United States | USD | BUSBAR,SUPPORT,KIT,UBS | 197.37 | EA | 1
TAC2Q1G | United States | USD | MOLD,CABLE,HORZ TEE | 212.91 | EA | 1
VGC1V | United States | USD | MOLD,CABLE TO VERT STL,HO | 212.91 | EA | 1
B30144 | United States | USD | COVER,MOLD,4X4 [101X101] | 64.45 | EA | 1
LPS48412 | United States | USD | INSERT,SS,W/ 1/2-13 | 43.11 | EA | 1
BACEAH | United States | USD | MOLD,BUS BAR,HORZ SPLICE | 212.91 | EA | 1
545855 | Asia | USD | 9X18MM PUNCH | 319.11 | EA | 1
VSC9JV3 | United States | USD | MOLD,CABLE TO VERT STL,45 | 212.91 | EA | 1
CASST1351L | United States | USD | MOLD,CABLE,HORZ SPLICE | 207.39 | EA | 1
EL3632P9ES | United States | USD | COUPLER,LENTON POSITION,# | 148.54 | EA | 1
683450S | United States | USD | GROUND ROD,SS,304, 3/4 IN | 204.45 | EA | 5
EL28A2ES | United States | USD | COUPLER,LENTON STANDARD,# | 64.24 | EA | 1
MT3C48D72H24 | United States | USD | MAT,GRD,4 FT X 6 FT,WITH | 494.72 | EA | 1
534010HDQ10 | United States | USD | FLEXIBAR,ADV,2X20X1MM,HDQ | 47.33 | EA | 1
WD82 | United States | USD | HAMMER,DIE,4/0 CONC | 279.01 | EA | 1
534034GE19 | United States | USD | FLEXIBAR,ADV,6X40X1MM,GE, | 216.14 | EA | 10
GTC312G | United States | USD | MOLD,CABLE TO GRD ROD,VER | 212.91 | EA | 1
568666 | United States | USD | BRACKET,EARTH BAR,EBB KIT | 9.17 | EA | 1
A800A08F | United States | USD | CABLE,CU,BARE,2/0 CONC,7 | 6.27 | FT | 1
554384 | Asia | USD | CPI 70-1100-12 | 59.75 | EA | 1
GCHSC1924 | United States | USD | KIT,CLIP,GLUED RAIL TIE,1 | 247.1 | EA | 1
LPC248BST | United States | USD | POINT,CU,BLUNT BARE,5/8IN | 139.44 | EA | 1
RBW3431829 | United States | USD | BRUSH,RING,SET FOR #18 CL | 961.91 | EA | 1
TACY6T3 | United States | USD | MOLD,CABLE,HORZ TEE | 212.91 | EA | 1
534039TR02 | United States | USD | FLEXIBAR,ADV,5X50X1,TR | 139.66 | EA | 10
PB10LA2QEG | United States | USD | MOLD,CABLE TO BUS/LUG,HOR | 208.86 | EA | 1
TAC2V9G | United States | USD | MOLD,CABLE,HORZ TEE | 212.91 | EA | 1
WT2BMC | United States | USD | CONNECTOR, BIMETALLIC, | 161.38 | EA | 1
EL32A12CRN | United States | USD | COUPLER,LENTON,STANDARD, | 186.05 | EA | 1
VFC1K | United States | USD | MOLD,CABLE TO VERT STL,VE | 212.91 | EA | 1
RCE52Y3 | United States | USD | MOLD,CABLE TO REBAR,VERT | 596.26 | EA | 1
A135A06 | Europe | USD | PLUG,GRAPHITE,ASSY,1 7/8 | 344.35 | EA | 1
RJC54Y4 | United States | USD | MOLD,CABLE TO REBAR,VERT | 212.91 | EA | 1
B125C | Europe | USD | FRAME,MAGNET,HANDLE ASSY | 52.6 | EA | 1
CAVHT1L6 | United States | USD | MOLD,CABLE TO VERT CAST I | 207.39 | EA | 1
557300WS01 | United States | USD | BRAID,CU,TIN,50MM2,2LYR, | 102.39 | EA | 1
534040ERM01 | United States | USD | FLEXIBAR,ADV,6X50X1MM,ERM | 291.99 | EA | 1
LK430 | United States | USD | TEMPLATE,LENTON,KIT,FLOW, | 138.05 | EA | 1
PBS429F3S20 | United States | USD | SLEEVE,FLARED CU,.930 ID | 150.05 | EA | 0
285063 | United States | USD | KIT,FLEXIBAR,LAM FUJI 1.6 | 3206.217 | EA | 10
508068 | Asia | USD | FleXbus Cond., 1,810 mm?, 10,000 mm | 3740.66 | EA | 1
EGBA14420QQT | United States | USD | BAR,GRD BUS,1/4 X 4 X 20 | 278 | EA | 1
FLXPLAM0092 | United States | USD | FLEXIBAR,ADV,2X15.5X0.8MM | 325.37 | EA | 1
TAC3Q8C | United States | USD | MOLD,CABLE,HORZ TEE | 212.91 | EA | 1
LK86GV | United States | USD | LENTON INTERLOK,HDG, | 89.75 | EA | 1
RRA551L | United States | USD | MOLD,CABLE TO REBAR,HORZ | 129.72 | EA | 1
CC5A05CB | United States | USD | CABLE,COMP,THFT DET CU | 1156.01 | EA | 1
VBC2QV2 | United States | USD | MOLD,CABLE TO VERT STL,VE | 212.91 | EA | 1
M29836 | United States | USD | POINT,SHUNT CONTACT,REPLA | 12.25 | EA | 0
615880SP02 | United States | USD | ROD,GRD,5/8X8,CU BONDED | 38.65 | EA | 10
PBR8C8C | United States | USD | MOLD,CABLE,VERT PARALLEL | 289.29 | EA | 0
LAC1TEK | United States | USD | MOLD,CABLE TO BUS/LUG,HOR | 212.91 | EA | 1
HDC58R | United States | USD | CLAMP,GRD ROD,STL BRZ,HEA | 5.23 | EA | 50
CAFCA1V24 | United States | USD | MOLD,CABLE,TO HORZ C.I.PI | 129.72 | EA | 1
PB13STY2RH | Asia | USD | MOLD,35MM2 CONC TO 85-150LB RAIL,ST | 208.86 | EA | 1
XBM2V2V | United States | USD | MOLD,CABLE,HORZ X LAPPED | 649.88 | EA | 1
534058GE07A | United States | USD | FLEXIBAR,ADV,10X100X1,GE | 1004.12 | EA | 1
EL16D14SS | United States | USD | ANCHOR,LENTON TERMINATOR, | 108.58 | EA | 50
EL32S5A | United States | USD | COUPLER,LENTON,STRAIGHT, | 55.07 | EA | 1
XBQ2G9E | United States | USD | MOLD,CABLE,HORZ X LAPPED | 406.5 | EA | 1
RBT189130H | United States | USD | SPLICE,KIT,#18 CADWELD T- | 447.54 | EA | 1
611380PWC01 | United States | USD | ROD,GRD,1/2X8,CU BONDED | 19.98 | EA | 100
613470 | United States | USD | ROD,GRD,3/4X7 FT,CU BOND, | 54.62 | EA | 5
LPC243BST | United States | USD | POINT,CU,BLUNT BARE,5/8IN | 47.15 | EA | 1
PTCY4Y3 | United States | USD | MOLD,CABLE,HORZ THRU PARA | 212.91 | EA | 1
A929A104 | United States | USD | WASHER,FLAT,3/4 BRONZE | 5.44 | EA | 1
PTC2C1E | United States | USD | MOLD,CABLE, HORZ THRU PAR | 212.91 | EA | 1
534034ARZ31 | United States | USD | FLEXIBAR,ADV,6X40X1MM,ARZ | 319.17 | EA | 10
XBQ2C2CW | United States | USD | MOLD,CABLE,HORZ X LAPPED, | 487.14 | EA | 1
EL16A12 | United States | USD | COUPLER,LENTON,A12,#5 | 17.15 | EA | 1
SBTBJ3420B | United States | USD | BOND,JUMPER,3/16 & 1 TAB | 7.29 | EA | 0
LPA678 | United States | USD | STRAP,CABLE,PIPE,HOLDER | 60.39 | EA | 1
A927F203 | United States | USD | BOLT,HEX HEAD,1/2-13 X 2 | 3.41 | EA | 1
RBM2960 | United States | USD | CLAMP,BOTTOM,SUPPORT | 373.8 | EA | 1
EL32S5BMG | United States | USD | COUPLER,LENTON,STRAIGHT, | 92.25 | EA | 1
LPC5964 | Europe | USD | CLAMP,PIPE,U-BOLT | 75.74 | EA | 1
MBD04 | Europe | USD | MOLD,BLANK,250300 M PRICE | 451.38 | EA | 1
LU16FT12D | United States | USD | LENTON ULTIMATE,FEMALE, | 9.75 | EA | 1
XLNDR182G | United States | USD | MOLD,CABLE TO GRD ROD,HOR | 801.12 | EA | 1
EDT230010R | United States | USD | ENHANCED TYPE 2, 300V,1.0 | 130.06 | EA | 1
534042ABB02 | United States | USD | FLEXIBAR,ADV,10X50X1,ABB | 188.56 | EA | 10
EL43T28A2 | United States | USD | COUPLER,LENTON STANDARD,# | 84.72 | EA | 1
VFCY1 | United States | USD | MOLD,CABLE TO VERT STL,VE | 212.91 | EA | 1
508053 | United States | USD | BRAID,FLEXIBLE, | 1595.66 | EA | 1
RBHSB14075M | United States | USD | BASIN,POURING,#18 HORIZ. | 625.81 | EA | 1
SB20104 | United States | USD | BOND,CADWELD TAB,3/16X6 1 | 8.15 | EA | 100
PTC2G9F | United States | USD | MOLD,CABLE, HORZ THRU PAR | 212.91 | EA | 1
GR1162CPLUS | United States | USD | ONE-SHOT,CABLE TO GRD ROD | 21.85 | EA | 6
EGBC14296NN | United States | USD | BAR ASSY,GRD BUS,1/4X2X96 | 672 | EA | 1
SBB2721WS600 | United States | USD | SHUNT,HEAD,HARD,3/16 W/OR | 253.16 | EA | 1
RJC532G | United States | USD | MOLD,CABLE TO REBAR,VERT | 212.91 | EA | 1
558050 | United States | USD | RAIL,DIN,2M LG,ASYMMETRIC | 8.23 | EA | 15
FLXPJW0008 | United States | USD | FLEXIBAR,ADV,10X63X1,JW | 517.78 | EA | 1
HGA1HRH | United States | USD | MOLD,CABLE TO 45DEG STL, | 129.72 | EA | 1
GRC161T | United States | USD | MOLD,CABLE TO GRD ROD,VER | 212.91 | EA | 1
EGBA14430CC | United States | USD | BAR ASSY,GRD BUS,1/4X4X30 | 348 | EA | 1
LPP745 | Europe | USD | PROTECTOR,GALV,STEEL | 168.16 | EA | 1
RRC80Y4 | United States | USD | MOLD,CABLE TO REBAR,HORZ | 212.91 | EA | 1
CAVBP1V6 | United States | USD | MOLD,CABLE TO VERT STL,VE | 233.95 | EA | 1
WT2SA7002.5 | United States | USD | RECEPTOR ASSY, SIDE, | 235.12 | EA | 10
GRC16Y9 | United States | USD | MOLD,CABLE TO GRD ROD,VER | 212.91 | EA | 1
EL12P14LES | United States | USD | COUPLER,POSITION,ASSY | 83.48 | EA | 1
S1V16 | United States | USD | MOLD,185MM2,HV AL CABLE, | 1588.95 | EA | 1
EGBA14424AA | United States | USD | BAR,ASSY,GRD BUS,1/4 X 4 | 282 | EA | 1
LPC540L | United States | USD | PLATE,CU,CAST,FLAT METCU, | 33.35 | EA | 1
556980 | Asia | USD | EARTH BRAID MBJ 50-500-10 | 23.11 | EA | 10
716181 | Asia | USD | DRILL,SOLID,DIA9,5 MM,HIGH PERFORMANCE | 84.12 | EA | 1
CAFCA1L14 | United States | USD | MOLD,CABLE,TO HORZ C.I.PI | 129.72 | EA | 1
TDX200M120/240 | United States | USD | PROTECTOR,SURGE,TDX200M,2 | 1951.95 | EA | 1
GYR182Q | United States | USD | MOLD,CABLE TO GRD ROD,VER | 289.29 | EA | 1
534015 | United States | USD | FLEX ADV2MTC 10X20X1 | 263.34 | EA | 3
MBG01 | United States | USD | MOLD,BLANK,4565 C PRICE | 115.39 | EA | 1
534028MJP01 | United States | USD | FLEXIBAR,ADV,8X32X1MM,MJP | 227.86 | EA | 10
SSC2L2G | United States | USD | MOLD,CABLE,HORZ SPLICE | 212.91 | EA | 1
VBC2GV3 | United States | USD | MOLD,CABLE TO VERT STL,VE | 212.91 | EA | 1
715355 | United States | USD | ASSY PSKE + HOSE HB.6014 | 1211.52 | EA | 1
EGBA14416LL | United States | USD | BAR,GRD BUS,1/4 X 4 X 16 | 194 | EA | 1
554490 | Asia | USD | SLEEVE, GREY PDBS 16G | 2.35 | MT | 50
SB01VS6V8C | United States | USD | MOLD,CABLE TO VERT STL,45 | 207.39 | EA | 1
LJCEALY1 | United States | USD | MOLD,CABLE TO BUS/LUG,HOR | 212.91 | EA | 1
545956 | United States | USD | DIE,BOLT,3/8IN, 5/16 | 107.14 | EA | 1
B1883QB | United States | USD | PIN,ASSY,FOR CROWN SOCKET | 10.29 | EA | 10
XBV3Q3Q | United States | USD | MOLD,CABLE,HORZ X LAPPED | 935.06 | EA | 1
715101 | United States | USD | LUG,CABLE,PKS70/10-H | 5.27 | EA | 1
TAC3Q2B | United States | USD | MOLD,CABLE,HORZ TEE | 212.91 | EA | 1
PB10GT182Q1L | United States | USD | MOLD,CABLE TO GRD ROD,VER | 153.72 | EA | 1
RBM2669100H | United States | USD | FITTING,CADWELD,#14 END A | 205.88 | EA | 1
534045APG10 | United States | USD | FLEXIBAR,ADV,5X63X1MM,APG | 266.09 | EA | 1
CC5A40CB | Asia | USD | CABLE,COMP,THFT DET, CU BND STL CU, 4/0 | 3642.32 | EA | 1
LPC34538 | Asia | USD | BASE,CU,CAST,RIDGE, 3/8IN POINT | 67.69 | EA | 1
CSP1NBM90 | Europe | USD | COAXIAL SURGE PROTECTOR, | 120.48 | EA | 1
GTC332G | United States | USD | MOLD,CABLE TO GRD ROD,VER | 212.91 | EA | 1
PB60GG3S22 | United States | USD | MOLD,CABLE TO GRD ROD,HOR | 325.89 | EA | 1
LPC321L12 | Asia | USD | BASE,CU,PNT,1/2 THRD,STR IN-LINE,HEX STO | 55.24 | EA | 0
EL16C3SWN | United States | USD | COUPLER,LENTON,SPECIAL, | 42.13 | EA | 1
GTCP160Y9 | United States | USD | MOLD,CABLE TO GRD ROD, | 212.91 | EA | 1
RDM52Y5 | United States | USD | MOLD,CABLE TO REBAR, | 649.88 | EA | 1
XACY8Y3 | United States | USD | MOLD,CABLE,HORZ X SAME PL | 212.91 | EA | 1
CAHBA1Y8 | United States | USD | MOLD,CABLE TO HORZ CAST I | 142.19 | EA | 1
613453PPL01 | United States | USD | ROD,GROUND ASSY,3/4,13MIL | 222.15 | EA | 50
CAHBA1G10 | United States | USD | MOLD,CABLE TO HORZ CAST I | 129.72 | EA | 1
EGBA14230EE | United States | USD | BAR,GRD BUS,1/4 X 2 X 30, | 228 | EA | 1
554080 | United States | USD | SILICONE SLEEVE SBS 30 | 17.61 | EA | 30
VVF2GHQ | United States | USD | MOLD,CABLE TO VERT STL,VE | 507.28 | EA | 1
RBWS1500X | United States | USD | BASIN,POURING,#6 STANDARD | 352.64 | EA | 1
PTC8D8C | United States | USD | MOLD,CABLE, HORZ THRU PAR | 212.91 | EA | 1
XLTAC2Q3Q | United States | USD | MOLD,CABLE,HORZ TEE | 252.73 | EA | 1
A12816A12 | United States | USD | ROD,SAMPLE,5 IN LONG,5/8 | 5.61 | EA | 1
LPC203BST | United States | USD | POINT,CU,BLUNT BARE,3/8IN | 18.07 | EA | 1
TAC9F9E | United States | USD | MOLD,CABLE,HORZ TEE | 212.91 | EA | 1
FLXPABB0035 | United States | USD | FLEXIBAR,ADV,4X80X1,ABB | 161.05 | EA | 1
LQRCAJ14 | United States | USD | MOLD,CABLE TO BUS/LUG, VE | 289.29 | EA | 0
556730 | Asia | USD | BRAID MBJ 30-150-10 | 5.94 | EA | 10
GRC16Y9 | Europe | USD | MOLD GRC16Y9 | 212.91 | EA | 1
TACY5W3 | United States | USD | MOLD,CABLE,HORZ TEE | 212.91 | EA | 1
RDC511T | United States | USD | MOLD,CABLE TO REBAR,HORZ | 212.91 | EA | 1
B183S | United States | USD | HINGE,PIANO,4IN | 2.96 | EA | 1
GRC14Y4 | United States | USD | MOLD,CABLE TO GRD ROD,VER | 212.91 | EA | 1
554370 | United States | USD | BRAID,EARTH,SS,70MM2,CPI | 32.8 | EA | 10
534010SE14 | United States | USD | FLEXIBAR,ADV,2X20X1,SE | 62.55 | EA | 1
L159 | Asia | USD | HANDLE, EZ CLAMP 4" | 155.84 | EA | 1
CPC18PAJ | United States | USD | MOLD,BUS TO GRD ROD,VERT | 212.91 | EA | 1
JD02 | United States | USD | DIE,HAMMER,4/0 RLAY | 210.55 | EA | 1
545965 | United States | USD | PUNCH,BOLT,9/16IN, 1/2 | 143.65 | EA | 1
508150 | United States | USD | RAW, | 112.3 | EA | 6
PCC2Q1D | United States | USD | MOLD,CABLE,HORZ TAP PARAL | 212.91 | EA | 1
XACY5Y4 | Europe | USD | MOLD XACY5Y4 | 212.91 | EA | 1
HSC2C4 | United States | USD | MOLD,CABLE TO HORZ STL,HO | 212.91 | EA | 1
LPC134250 | United States | USD | CABLE, CU, CONCENTRIC, 19 | 13.85 | EA | 250
LAC2LEG | United States | USD | MOLD,CABLE TO BUS/LUG,HOR | 212.91 | EA | 1
ER2BASESS | United States | USD | BASE,MAST,WELDMENT WITH H | 422.53 | EA | 1
SBB200P | United States | USD | MOLD,WEB SIGNAL BOND,35MM | 113.57 | EA | 1
RBW117C | United States | USD | CLAMP,PACKING,HORIZONTAL | 464.28 | EA | 1
XAC2F2F | United States | USD | MOLD,CABLE,HORZ X SAME PL | 212.91 | EA | 1
LK308A | United States | USD | GROMMET,RUBBER,#8 FORM MO | 19 | EA | 1
563520 | United States | USD | BRAID,PREFAB,500X50X4MM, | 49.72 | EA | 10
HDXAD3Q3Q | United States | USD | MOLD,CABLE,HORZ X SAME PL | 451.38 | EA | 1
GRC141Y | United States | USD | MOLD,CABLE TO GRD ROD,VER | 212.91 | EA | 1
EGBA14208HHT | United States | USD | BAR ASSY,GRD BUS,1/4 X 2 | 90 | EA | 1
LPS805 | United States | USD | STRAP,SS,CABLE,5/8IN WIDE | 3.53 | EA | 1
MBMAST4M | Asia | USD | MAST,AL,4M,MAST BASE,WELDED TOGETHER | 836.15 | EA | 1
TAC3D3DW | United States | USD | MOLD,CABLE,HORZ TEE | 273.39 | EA | 1
HTCY3 | United States | USD | MOLD,CABLE TO HORZ STL,HO | 212.91 | EA | 1
SVRY8Y4 | United States | USD | MOLD,CABLE,VERT SPLICE | 289.29 | EA | 1
GTD16P9 | United States | USD | MOLD,CABLE TO GRD ROD,VER | 451.38 | EA | 1
SB22122 | United States | USD | WHEEL,GRINDING,1X6 | 61.47 | EA | 1
6113330 | Europe | USD | EARTH ROD,CU BOND,POINTED | 17.04 | EA | 5
LPA140CTO | United States | USD | CABLE,AL,SMOOTH WEAVE,10 | 2.15 | EA | 1
RB45SB14075LHM | United States | USD | BASIN,POURING,#18 45 DEG | 569.71 | EA | 1
PBXLK239 | United States | USD | LUG,KIT,ASSY,1000 KCMIL | 7726.52 | EA | 1
EL36SASA8500 | United States | USD | COUPLER,LENTON,SASA,DBL | 516.15 | EA | 1
PB13ST3DLH | United States | USD | MOLD,CABLE TO RAIL,HORZ | 208.86 | EA | 1
SSC3Q | United States | USD | MOLD,CABLE,HORZ SPLICE | 212.91 | EA | 1
A929A035 | United States | USD | WASHER,FLAT,3/8,304SSTL | 0.03 | EA | 0
EGGBC14412SSS1 | United States | USD | BUSBAR,STL,GALV,1/4X4X12, | 73.04 | EA | 50
534034ARZ06 | United States | USD | FLEXIBAR,ADV,6X40X1MM,ARZ | 342.67 | EA | 10
GTC18T6 | United States | USD | MOLD,CABLE TO GRD ROD,VER | 212.91 | EA | 1
TACY6Y1 | Europe | USD | MOLD TACY6Y1 | 212.91 | EA | 1
CAVHP1V6 | United States | USD | MOLD,CABLE TO VERT CAST I | 233.95 | EA | 1
TAC2P2Q | United States | USD | MOLD,CABLE,HORZ TEE | 212.91 | EA | 1
EL22C3JQ | United States | USD | COUPLER,LENTON,HALF,C3J, | 57.61 | EA | 1
HTC2G | United States | USD | MOLD,CABLE TO HORZ STL,HO | 212.91 | EA | 1
SLK2L3AB | Asia | USD | SLK2 ANGLE BRACKET, 2MM WIRE 3M LONG | 1609.72 | EA | 100
LJCCG1T | United States | USD | MOLD,CABLE TO BUS/LUG,HOR | 212.91 | EA | 1
NDR161Y | United States | USD | MOLD,CABLE TO GRD ROD,HOR | 289.29 | EA | 1
548490 | Asia | USD | ISO TP 35M10 | 3.74 | EA | 25
SBK234 | United States | USD | BOND,BOOTLEG,KIT,W/ COUPL | 110.98 | EA | 0
VSP1T | United States | USD | MOLD,CABLE TO VERT STL,45 | 233.95 | EA | 1
561160 | Asia | USD | POWER BLOCK SB 80AL | 6.32 | EA | 120
XLPTC3Q2Q | United States | USD | MOLD,CABLE,HORZ THRU | 715.08 | EA | 1
534001LAM03 | United States | USD | FLEXIBAR,ADV,3X9X0.8,LAM | 42.83 | EA | 10
545951 | United States | USD | DIE,BOLT,5/16IN,1/4 | 107.14 | EA | 1
508023 | United States | USD | BRAID,FLEXIBLE, | 612.12 | EA | 1
GTC168D | Europe | USD | MOLD GTC168D | 212.91 | EA | 1
RBT14101H | United States | USD | SPLICE,KIT,#14 CADWELD T- | 282.41 | EA | 1
ZCCSS27 | United States | USD | MOLD,CABLE,NO BUILD-UP | 212.91 | EA | 1
FLXPLAM0103 | Asia | USD | 718-A57354-001 | 384.56 | EA | 1
PTC8D1K | United States | USD | MOLD,CABLE, HORZ THRU | 212.91 | EA | 1
GRC162B | United States | USD | MOLD,CABLE TO GRD ROD,VER | 212.91 | EA | 1
LJCEAJY5 | Europe | USD | MOLD LJCEAJY5 | 212.91 | EA | 1
VTC1G | United States | USD | MOLD,CABLE TO VERT STL,HO | 212.91 | EA | 1
RBVC19070F | United States | USD | BASIN,POURING,#11 VERTICA | 854.52 | EA | 1
TAC8C2C | United States | USD | MOLD,CABLE,HORZ TEE | 212.91 | EA | 1
S1V24M | United States | USD | MOLD,HV CABLE SPLICE,HORZ | 289 | EA | 1
EL36S3P83900 | United States | USD | COUPLER,LENTON,POSITION, | 553.81 | EA | 1
EGBA38412NN | United States | USD | BAR,GRD BUS,3/8 X 4 X 12 | 162 | EA | 1
CASST001 | United States | USD | MOLD,CABLE,HORZ SPLICE | 207.39 | EA | 1
SBPAJA30 | United States | USD | BOND,PLUG,S1 30 LONG | 13.44 | EA | 50
TACY5W3 | Europe | USD | MOLD TACY5W3 | 212.91 | EA | 1
VSC1YV5C | United States | USD | MOLD,CABLE TO VERT STL,HO | 212.91 | EA | 1
EL25A2ES | United States | USD | COUPLER,LENTON STANDARD,# | 54.79 | EA | 1
EL28CFFP | United States | USD | PROTECTOR,LENTON,PLASTIC | 1.15 | EA | 100
CHCEAL | United States | USD | MOLD,BUS TO HORZ STL,THRU | 212.91 | EA | 1
PBCT8Y3AX | United States | USD | FRAME,WELDER,T8, | 485.44 | EA | 1
GNR182Q | United States | USD | MOLD,CABLE TO GRD ROD,VER | 289.29 | EA | 1
RPSCW6STPXL2 | United States | USD | WALKWAY, 6 STEPS, LADDER | 167896.72 | EA | 1
RBW7399V | United States | USD | INSTALLATION KIT,EQUIP,#9 | 1536.46 | EA | 1
SSCY42Q | United States | USD | MOLD,CABLE,HORZ SPLICE | 212.91 | EA | 1
LPLC481SHP | United States | USD | BASE,TERMINAL,AIR,CAST | 25.11 | EA | 1
EGBF12448CC | United States | USD | BUSBAR,CU,ASSY,1/2X4X48, | 1050 | EA | 1
PTC3Q8D | United States | USD | MOLD,CABLE, HORZ THRU PAR | 212.91 | EA | 1
GTC16T2 | United States | USD | MOLD,CABLE TO GRD ROD,VER | 212.91 | EA | 1
LPC30258 | United States | USD | BASE,CABLE,AND AIR TERMIN | 48.64 | EA | 1
DT235030R | United States | USD | TYPE 2, 350V, 3 0 | 235.61 | EA | 1
534056RW38 | United States | USD | FLEXIBAR,ADV,6X100X1,RW | 476.52 | EA | 10
EL22A2NGV | United States | USD | COUPLER,LENTON,STANDARD, | 28.9 | EA | 1
RBT11101HB | United States | USD | MATERIAL,FILLER,#11 T-SER | 49.82 | EA | 1
EGBA14636NN | United States | USD | BAR,ASSY,GRD,BUS,1/4X6X36 | 576 | EA | 1
LPC128500 | United States | USD | CABLE,CU,SMOOTH WEAVE,24 | 7.95 | FT | 500
555537 | United States | USD | BRAID,CU,TINNED,CUSTOM, | 18.49 | EA | 1
EL25D6N | United States | USD | ANCHOR,LENTON,EMBEDMENT, | 12.01 | EA | 1
534049L3MP | United States | USD | FLEXIBAR,BUSBAR,MTO, | 99999.99 | EA | 20
SSC1H | United States | USD | MOLD,CABLE,HORZ SPLICE | 212.91 | EA | 1
NT1181LPLUS | United States | USD | ONE-SHOT,CABLE TO GRD ROD | 28.61 | EA | 6
B101CEOL | Europe | USD | LUG,CU,1/8 X 1 W/1-7/16 H | 9.37 | EA | 20
EGBC14118HH | United States | USD | BAR ASSY,GRD BUS,1/4X1X18 | 90 | EA | 1
SSC4Y2Q | United States | USD | MOLD,CABLE,HORZ SPLICE | 212.91 | EA | 1
SBD50 | Asia | USD | DIE,HAMMER,3/16 | 68.24 | EA | 0
A927P024 | Europe | USD | SCREW,SHEET METAL,#10 X 1 | 0.74 | EA | 1
PBCT9S5 | United States | USD | WELDER,BOND,2/0 COMPOSITE | 667.93 | EA | 1
GTC18Y6 | Europe | USD | MOLD GTC18Y6 | 212.91 | EA | 1
GLCCE2C | United States | USD | MOLD,CABLE TO LUG,HORZ SP | 212.91 | EA | 1
LPC202ST | United States | USD | POINT,CU,BLUNT BARE,3/8IN | 39.61 | EA | 1
LPC527 | Asia | USD | SPLICE,CU,CAST,CABLE OR WIRE,MINI,COMBI | 28.01 | EA | 1
XBZ2QS7 | United States | USD | MOLD,CABLE,HORZ X LAPPED | 610.58 | EA | 1
FLXPJW0011 | United States | USD | FLEXIBAR,ADV,10X63X1,JW | 548.75 | EA | 1
PBW3SLH | United States | USD | MOLD,RAIL,CABLE HORZ TO W | 116.79 | EA | 1
RRA541H | United States | USD | MOLD,CABLE TO REBAR,HORZ | 129.72 | EA | 1
SBTBCU4C4.125B | United States | USD | BOND,BOOTLEG,3/16,SIG, | 5 | EA | 0
VBC2G001 | United States | USD | MOLD,CABLE TO VERT STL,VE | 212.91 | EA | 1
DT248040R | Europe | USD | DIVERTER,TYPE 2, 480V, 40 | 340.15 | EA | 1
LPA103IN0060.0 | United States | USD | CABLE,AL,SMOOTH WEAVE, | 773.21 | EA | 1
LPC557DA | United States | USD | CLAMP,SUB-ASSEMBLY | 121.21 | EA | 1
B466B | United States | USD | CLAMP,BOTTOM,3RD RAIL | 723.92 | EA | 0
RCE541V | United States | USD | MOLD,CABLE TO REBAR,VERT | 596.26 | EA | 1
A929A094 | United States | USD | WASHER,FLAT,1/4 BRONZE | 5.34 | EA | 1
LPG36358 | Asia | USD | BRACE,ADHESIVE MOUNT, TRIPOD,5/8IN PT | 149.33 | EA | 0
GTD183QHQ | United States | USD | MOLD,CABLE TO GRD ROD, | 451.38 | EA | 1
LPC201ST | United States | USD | POINT,CU,BLUNT,3/8IN X | 145.15 | EA | 1
TACY7Y3 | Europe | USD | MOLD,CABLE,HORZ TEE | 212.91 | EA | 1
LPC559LP | United States | USD | CLAMP,CAST,BNDG,UNIVERSAL | 5.79 | EA | 1
TACY9Y3 | Europe | USD | MOLD TACY9Y3 | 212.91 | EA | 1
585224ADV | United States | USD | KIT,FLEXIBAR,ADV,EATON, | 2926.87 | EA | 10
CATAN2C1L | United States | USD | MOLD,CABLE,HORZ TEE | 261.02 | EA | 1
LPS411 | United States | USD | POINT,SS,INDUSTRIAL STACK | 93.12 | EA | 1
TDX100M480D | Europe | USD | PROTECTOR,SURGE,TDX100M,3 | 1419.42 | EA | 1
SBPG11L | United States | USD | ONE-SHOT,MOLD,CABLE,HORZ | 16.29 | EA | 6
285104 | United States | USD | KIT,FLEXIBAR,ADV,EATON | 223.72 | EA | 10
EGBA14212HH | Europe | USD | GRD BAR ASSY,1/4INX2INX12 | 102 | EA | 1
TDSMTU277 | United States | USD | DIVERTER,SHUNT,ALM,220-27 | 968.25 | EA | 1
HDTAC1V3Q | United States | USD | MOLD,CABLE,HORZ TEE | 212.91 | EA | 1
508020 | Asia | USD | FleXbus Cond., 545 mm?, 2,000 mm | 332.15 | EA | 1
CAVSTY1 | United States | USD | MOLD,CABLE TO VERT STL,45 | 222.94 | EA | 1
RDC52Y1 | Europe | USD | MOLD RDC52Y1 | 198.99 | EA | 1
A931A006 | United States | USD | NAIL,ROOF,RING BARB SHANK | 0.65 | EA | 1
534053RW20 | United States | USD | FLEXIBAR,ADV,10X80X1,RW | 427.64 | EA | 1
TAD4Y4Y | Europe | USD | MOLD TAD4Y4Y | 451.38 | EA | 0.5
534035DSN05 | United States | USD | FLEXIBAR,ADV,8X40X1MM,DSN | 66.09 | EA | 1
PCC2L1D | United States | USD | MOLD,CABLE, HORZ TAP PARA | 212.91 | EA | 1
553480 | Asia | USD | EARTH CONNECT EC16 12X5 | 1.86 | EA | 60
561610 | Asia | USD | METAL SPACER M4 X 35 | 0.95 | EA | 50
TSMI0162GR | United States | USD | STRUT,PIPE,CLAMP 1-5/8IN | 14.48 | EA | 50
534034GE60 | United States | USD | FLEXIBAR,ADV,6X40X1MM,GE, | 256.78 | EA | 10
RB45SB14075RHM | United States | USD | BASIN,POURING,#18 45 DEG | 569.71 | EA | 1
RJC522C | United States | USD | MOLD,CABLE TO REBAR,VERT | 212.91 | EA | 1
EGBA14410GGT | United States | USD | BAR ASSY,GRD BUS,1/4X4X10 | 148 | EA | 1
SBXLB965A1 | United States | USD | HOLDER,FILTER,2 OD | 138.81 | EA | 0
557240ICP01 | United States | USD | BRAID,CU,TIN,16MM2,2LYR, | 14.99 | EA | 1
FC078 | Asia | USD | CLAMP, FENCE 2-1/2 IPS 2/0 SOL-250 MCM | 70.99 | EA | 1
GTC16Y9 | Europe | USD | MOLD GTC16Y9 | 212.91 | EA | 1
LPC30558V | Europe | USD | BASE,CU,VERT MOUNT,5/8 IN | 46.44 | EA | 1
LAC9DDE | United States | USD | MOLD,CABLE TO BUS/LUG,HOR | 212.91 | EA | 1
RBW34654 | United States | USD | CHAIN,ASSY,#41 FRAME | 444.05 | EA | 1
534026AMX12 | United States | USD | FLEXIBAR,ADV,5X32X1,AMX | 122.26 | EA | 10
CA15 | United States | USD | WELD METAL,CU,CATHODIC F3 | 4.96 | EA | 20
PBCY4001M | United States | USD | MOLD,BOND,70MM2 CONC,PAIR | 153.72 | EA | 1
LC16S2D | United States | USD | SLEEVE,S2 SERIES,12/16MM, | 41.13 | EA | 1
PTC9G9E | United States | USD | MOLD,CABLE, HORZ THRU PAR | 212.91 | EA | 1
CSB12CBL | Asia | USD | 3/32 IN, RED CABLE, SPOOL | 28434.72 | EA | 0
PIT03 | United States | USD | BOX,INSPECTION,PLASTIC, | 85.23 | EA | 1
ELK10 | United States | USD | KEY,CONTROL CAM,#3 (10MM) | 879.86 | EA | 0
GTC14W3 | United States | USD | MOLD,CABLE TO GRD ROD, | 212.91 | EA | 1
614405 | United States | USD | ROD,GRD,1X10,CU BONDED, | 363.26 | EA | 1
534020TSL06 | United States | USD | FLEXIBAR,ADV, 6X24X1,TSL | 198.58 | EA | 10
PB70PG006 | United States | USD | MOLD,CABLE,HORZ THRU PARA | 366.25 | EA | 1
B540A907 | United States | USD | BUSBAR,GRD,CU,1/4X6X36 IN | 287.27 | EA | 1
561147 | Asia | USD | BLOCK,SPLICE,800AMP,TUNNE | 129.39 | EA | 0
LECY7PAM | United States | USD | MOLD,CABLE TO BUS/LUG,HOR | 212.91 | EA | 1
LPC281L3F3M | United States | USD | ADAPTER,CU,SWIVEL,3/8 MAL | 43.49 | EA | 1
BACEH | United States | USD | MOLD,BUS BAR,HORZ SPLICE | 212.91 | EA | 1
EGBB14414CC | United States | USD | BAR,GRD BUS,1/4 X 4 X 14 | 168 | EA | 1
ISONV50 | United States | USD | ISONV50 CABLE, PER METER | 54.3 | EA | 1
RBT8101H | United States | USD | SPLICE,KIT,#8 CADWELD T-S | 169.92 | EA | 1
LK810 | United States | USD | BOLT ASSY,LENTON, INTERLO | 7.39 | EA | 1
534060 | United States | USD | FLEX ADV2MTC 10X120X1 | 1628.88 | EA | 1
GTC182B | United States | USD | MOLD,CABLE TO GRD ROD,VER | 212.91 | EA | 1
B102CEOL | United States | USD | LUG,CU,1/8 X 1 W/2-9/16 H | 15.33 | EA | 20
ECB14424 | United States | USD | COPPER BAR,1/4X4X24 LG, | 122.17 | EA | 1
DLT | United States | USD | DATALINE,DIN,TERMINATOR | 201.11 | EA | 1
DT235010R | United States | USD | TYPE 2, 350V, 1 0 | 69.08 | EA | 1
B548A41 | Asia | USD | MOUNTING,KIT,1-2WIDE BARS, INSUL&BRK | 11.7 | EA | 1
LPC264 | United States | USD | POINT,CU,TUBULAR,5/8X18IN | 72.68 | EA | 1
SVR2Q2G | United States | USD | MOLD,CABLE,VERT SPLICE | 289.29 | EA | 1
B2700HC60 | United States | USD | STRIP,BUS,ASSY,60 LG | 129.6 | EA | 40
B2618B | Asia | USD | REEL,ASSY,STATIC GRD,0.09X50FT SS CABLE | 747.78 | EA | 1
EBCFASFAS | United States | USD | MOLD,BUS BAR,HORZ X LAPPE | 212.91 | EA | 1
ML955 | United States | USD | O-RING,PISTON | 0.58 | EA | 0
YRC1V1VRH | United States | USD | MOLD,CABLE,HORZ Y 45 DEG | 212.91 | EA | 1
568717 | United States | USD | EARTHBAR EBD10AL | 2.13 | EA | 10
285010L3 | United States | USD | KIT,FLEXIBAR,LAM FUJI 1.6 | 700.023 | EA | 10
534014ABB01 | United States | USD | FLEXIBAR,ADV,6X20X1MM,ABB | 143.5 | EA | 1
631300 | Europe | USD | EARTH ROD,CU BOND,THREAD | 47.87 | EA | 5
HAA1H350C | United States | USD | MOLD,CABLE TO HORZ STL,HO | 129.72 | EA | 1
XLVSC2GV5C | United States | USD | MOLD,CABLE TO VERT STL,45 | 252.73 | EA | 1
615800ESB | United States | USD | ROD,GRD,5/8X10,CU CLAD,10 | 52.26 | EA | 5
RBT61011A | United States | USD | SLEEVE,CADWELD,#6 -1 | 65.09 | EA | 1
534026PDI23 | United States | USD | FLEXIBAR,ADV,5X32X1MM,PDI | 155.87 | EA | 10
GRC313Q | United States | USD | MOLD,CABLE TO GRD ROD,VER | 212.91 | EA | 1
RBS36876 | United States | USD | CRUCIBLE,EXTENSION,6 IN | 207.83 | EA | 1
RDM53Y5 | United States | USD | MOLD,CABLE TO REBAR,HORZ | 649.88 | EA | 1
XLTAC2C2C | United States | USD | MOLD,CABLE,HORZ TEE | 252.73 | EA | 1
LPC516A | Europe | USD | SPLICER,CU,PARALLEL,1. | 22.26 | EA | 25
GMR182C | United States | USD | MOLD,CABLE TO GRD ROD,VER | 289.29 | EA | 1
611300SG01 | United States | USD | GROUND ROD,COPPERBONDED,1 | 26.55 | EA | 5
FLXPABB0014 | United States | USD | FLEXIBAR,ADV,10X50X1,ABB, | 515.66 | EA | 1
GPR162Q | United States | USD | MOLD,CABLE TO GRD ROD,VER | 289.29 | EA | 1
534040SAF01 | United States | USD | FLEXIBAR,ADV,6X50X1MM,SAF | 288.43 | EA | 10
HAA1H4 | United States | USD | MOLD,CABLE TO HORZ STL,HO | 129.72 | EA | 1
SBXSJ3332 | United States | USD | BOND,JUMPER,3/16 & 3/4 XS | 13.66 | EA | 25
PQC320120240V | United States | USD | SES320B120/240S | 4691.36 | EA | 1
635860 | Asia | USD | GROUND ROD, SECTIONAL 5/8" X 6' | 32.91 | EA | 5
EL50TA12 | United States | USD | COUPLER,LENTON,A12,#50MM | 111.61 | EA | 1
CR58SS | United States | USD | COUPLER,GRD ROD,SS,5/8 | 44.12 | EA | 1
RBW2686 | United States | USD | SLEEVE,SPEED,#6 | 21.26 | EA | 1
GTCP250Y8 | United States | USD | MOLD,CABLE TO GRD ROD,VER | 212.91 | EA | 1
SSCY6C | United States | USD | MOLD,CABLE,HORZ SPLICE | 212.91 | EA | 1
GLCEG2Q | United States | USD | MOLD,CABLE TO LUG,HORZ SP | 212.91 | EA | 1
A238KD2S24RH | Europe | USD | CLAMP,FENCE,4/0 X 24 IN F | 534.81 | EA | 1
GTC189G | United States | USD | MOLD,CABLE TO GRD ROD,VER | 212.91 | EA | 1
ELT110F | United States | USD | WRENCH,INSP,#3-18,10-57MM | 1176.9 | EA | 1
RBWS2068F | United States | USD | BASIN,POURING,#11 SPECIAL | 495.12 | EA | 1
RBVB16575M | United States | USD | BASIN,POURING,#18 VERTICA | 681.22 | EA | 1
A928B040 | United States | USD | NUT,HEX,3/8-16 STAINLESS | 0.12 | EA | 0
HDHSC1H | United States | USD | MOLD,CABLE TO HORZ STL,HO | 212.91 | EA | 1
EL3225A2ES | United States | USD | COUPLER,LENTON,TRANSITION | 72.97 | EA | 1
TADY0Y0 | Europe | USD | MOLD TADY0Y0 | 451.38 | EA | 1
HSC9D | United States | USD | MOLD,CABLE TO HORZ STL,HO | 212.91 | EA | 1
ML543 | United States | USD | PIN,QUICK-WEDGE,#5,DRIVE | 113.57 | EA | 1
TACY7Y9 | United States | USD | MOLD,CABLE ,HORZ TEE | 212.91 | EA | 1
TDX100S240D | United States | USD | PROTECTOR,SURGE,TDX100S,3 | 1716.29 | EA | 1
DSD140M75 | United States | USD | MODULE, DSD, 75V, 40KA | 58.72 | EA | 1
503700 | United States | USD | BRAID,CU,TINNED,100 M LG, | 4.65 | MR | 1
558129ADV | United States | USD | IBSB ADV 100-1372-8 | 81.73 | EA | 100
RBM267150K | United States | USD | FITTING,CADWELD,#11/#18 E | 222.05 | EA | 1
534049 | Asia | USD | FLEX ADV2MTC 4X80X1 | 511.38 | EA | 1
285116 | United States | USD | KIT,FLEXIBAR,ADV,EATON | 216.62 | EA | 15
LPS660CTO | United States | USD | ROD,SS,THREADED,5/16 DIA, | 1.06 | EA | 1
A929E006 | United States | USD | WASHER,BELLVILLE,5/16,STL | 0.4 | EA | 0
LPC540 | United States | USD | PLATE,CU,CAST,FLAT METCU, | 23.89 | EA | 1
SSC2Q1V | United States | USD | MOLD,CABLE HORZ SPLICE | 212.91 | EA | 1
534056RW18 | United States | USD | FLEXIBAR,ADV,6X100X1,RW | 714.54 | EA | 1
VET012 | United States | USD | MOLD,CABLE TO VERT STL, | 207.39 | EA | 1
554279 | United States | USD | BRAID,EARTH,SS,16MM2,CPI | 15.68 | EA | 10
FLXPLAM0076 | Asia | USD | 718-A57284-001 | 275.07 | EA | 1
XBM2Q1T | United States | USD | MOLD,CABLE,HORZ X LAPPED | 649.88 | EA | 1
EGBA38630LL | United States | USD | BUSBAR,GRD,CU,3/8X6X30,LL | 636 | EA | 1
FJ2G18 | United States | USD | JUMPER,SWAGED,2/0 CONC 18 | 36.95 | EA | 1
XBQ2L2L | United States | USD | MOLD,CABLE,HORZ X LAPPED, | 406.5 | EA | 1
563420 | United States | USD | BRAID,PREFAB,300X28X5MM, | 19.08 | EA | 10
LPC226B | Asia | USD | POINT,CU,BARE,1/2IN X 30IN | 67.05 | EA | 1
558213ADV | United States | USD | IBSBADV 100-530-10 E&I | 23.63 | EA | 100
LPC901PB | United States | USD | BRACKET,CU,POINT,1/8X3X12 | 34.89 | EA | 1
RBTSA9040E | United States | USD | BASIN,POURING,#10 HOR TOP | 548.33 | EA | 1
557060 | United States | USD | BRAID,CU,PLAIN,25 M LG, | 10.95 | MR | 1
RTC53Y3 | Europe | USD | MOLD RTC53Y3 | 212.91 | EA | 1
LK507 | United States | USD | CAP,INTERLOK PLASTIC,#6/# | 0.33 | EA | 1
564300 | Asia | USD | PBC 250 X 300 | 291.62 | EA | 2
SCH56B | Asia | USD | CLAMP,STRUT,ONE PIECE 3 EMT 3 RIGID | 727.75 | EA | 25
TAC2Q2CW | United States | USD | MOLD,CABLE,HORZ TEE,W/WP | 273.39 | EA | 1
EGGBA14412QQ0A | United States | USD | BUSBAR,GROUND,ASSEMBLY | 51.51 | EA | 1
LQJEH2Q | United States | USD | MOLD,CABLE TO BUS/LUG,VER | 882.44 | EA | 1
RJC512Q | United States | USD | MOLD,CABLE TO REBAR,VERT | 212.91 | EA | 1
PQC160-240V | United States | USD | SES160B240V | 1201.59 | EA | 1
534008RW05 | United States | USD | FLEXIBLE,ADV,6X15.5X0.8RW | 40.03 | EA | 10
GRP181LM | United States | USD | MOLD,CABLE TO GRD ROD,VER | 158.37 | EA | 1
PB10SS3B3S | United States | USD | MOLD,CABLE,HORZ SPLICE | 208.86 | EA | 1
TACY4W3 | Europe | USD | MOLD TACY4W3 | 212.91 | EA | 1
SBA220 | United States | USD | CLIP,RAIL,3 3/4 DIA CABLE | 10.86 | EA | 1
EL20S4M16MG | United States | USD | COUPLER, LENTON,TYPE S4 | 74.1 | EA | 1
GTC331L | United States | USD | MOLD,CABLE TO GRD ROD, | 212.91 | EA | 1
RBT79101H | United States | USD | SPLICE,KIT,#7/#9 CADWELD | 181.12 | EA | 1
GTC169B | United States | USD | MOLD,CABLE TO GRD ROD,VER | 212.91 | EA | 1
534031PMR02 | United States | USD | FLEXIBAR,ADV,3X40X1,PMR | 81.03 | EA | 10
LPC248LST | United States | USD | POINT,CU,BLUNT,5/8IN X 48 | 208.61 | EA | 1
TDX200M120/208 | Asia | USD | PROTECTOR,SURGE,TDX200M,3P,120/208V,4W+G | 2293.73 | EA | 1
GRCDBGY4 | United States | USD | MOLD,CABLE TO GRD ROD,VER | 212.91 | EA | 1
534033PMR04 | United States | USD | FLEXIBAR,ADV,5X40X1, PMR | 98.8 | EA | 10
SBB2721JS1200 | United States | USD | SHUNT,HARD,RAIL HEAD-HEAD | 387.33 | EA | 1
VBC1KV3C | United States | USD | MOLD,CABLE TO VERT STL,VE | 212.91 | EA | 1
GTC31W3 | United States | USD | MOLD,CABLE TO GRD ROD,VER | 212.91 | EA | 1
508110 | United States | USD | COPPER,BUSBAR, | 80.59 | EA | 1
GT1181LPLUS | United States | USD | ONE-SHOT,CABLE TO GRD ROD | 25.17 | EA | 6
EGBA38412BB | United States | USD | BAR,GRD BUS,3/8X4X12 BB, | 162 | EA | 1
PBW3S | United States | USD | MOLD,RAIL,CABLE HORZ TO W | 168.57 | EA | 1
A927H055 | United States | USD | BOLT,PAN,HEAD,M6X1 X 16MM | 0.61 | EA | 0
XLYRF0010RHS | United States | USD | MOLD,CABLE,HORZ Y 20 DEG | 602.4 | EA | 1
VSC1V | Europe | USD | MOLD VSC1V | 212.91 | EA | 1
LPC128250 | Europe | USD | CABLE,CU,SMOOTH WEAVE,24 | 9.27 | MT | 76
LAC2LDE | United States | USD | MOLD,CABLE TO BUS/LUG, | 212.91 | EA | 1
ELFG12CA | United States | USD | LENTON,BAR END GAGE,FIELD | 154.53 | EA | 1
A930W006 | United States | USD | ANCHOR,EXPANSION SHIELD,5 | 1.39 | EA | 1
RBTSA9040J | United States | USD | BASIN,POURING,#14 HORIZ. | 570.44 | EA | 1
VFR2V | United States | USD | MOLD,CABLE TO VERT STL,VE | 289.29 | EA | 1
LPC223L | United States | USD | POINT,CU,1/2IN X 15IN | 30.49 | EA | 1
GYE311T | United States | USD | MOLD,CABLE TO GRD ROD,VER | 596.26 | EA | 1
EL20P8Q | United States | USD | COUPLER,LENTON,POSITION, | 147.38 | EA | 1
PGCY5Y5 | United States | USD | MOLD,CABLE,HORZ THRU PARA | 212.91 | EA | 1
548550 | Asia | USD | ISO TP 45M8L | 4.57 | EA | 25
FLXPLAM0112 | United States | USD | FLEXIBAR,ADV,0.5X15.5X0.8 | 391.48 | EA | 1
GYE161TM | United States | USD | MOLD,CABLE TO GRD ROD,VER | 431.58 | EA | 1
RDH562Q | United States | USD | MOLD,CABLE TO REBAR,HORZ | 373.05 | EA | 1
534047CPG01 | United States | USD | FLEXIBAR,ADV,8X63X1,PG | 281.5 | EA | 1
SSPD1P2M300 | United States | USD | SSPD, SINGLE PHASE, | 301.61 | EA | 1
GR1162QPLUS | United States | USD | ONE-SHOT,CABLE TO GRD ROD | 27.04 | EA | 6
SBXSJ3342B | United States | USD | BOND,JUMPER,3/16 & 3/4 XS | 10.04 | EA | 0
ERICORE112T | United States | USD | DOWNCONDUCTOR,LIGHTNING, | 15953.423 | EA | 1
M386R | United States | USD | FRAME,ASSY,VERT SPLIT,6 X | 356.39 | EA | 1
CASST1V001 | United States | USD | MOLD,CABLE,HORZ SPLICE | 207.39 | EA | 1
TAC8B8B | United States | USD | MOLD,CABLE,HORZ TEE | 212.91 | EA | 1
534034GE41 | United States | USD | FLEXIBAR,ADV,6X40X1MM,GE, | 301.43 | EA | 10
PB10SS3B3S001 | United States | USD | MOLD,CABLE,HORZ SPLICE | 208.86 | EA | 1
EGRD34I | United States | USD | DRIVER,ROD,GRD,3/4,INSERT | 160.11 | EA | 0
15 | United States | USD | WELD METAL,CADWELD,F20 | 5.13 | EA | 20
PTCY5Y5 | Europe | USD | MOLD PTCY5Y5 | 212.91 | EA | 1
TAC1V1L | United States | USD | MOLD,CABLE,HORZ TEE | 212.91 | EA | 1
PQCF160-240V-D | United States | USD | SES160F240D | 2246.82 | EA | 1
GTCP200Y4 | United States | USD | MOLD,CABLE TO GRD ROD,VER | 212.91 | EA | 1
LPC127250 | Asia | USD | CABLE,CU,ROPELAY,32 STR 14GA 250 FT RE | 10.71 | FT | 1
534018ABB12 | United States | USD | FLEXIBAR,ADV,4X24X1MM,ABB | 119.02 | EA | 10
DEPRS2322525D | Asia | USD | PROTECTOR, DATA, EQUIP, RS232, DB25 | 171.35 | EA | 1
CAPGT1H1H | United States | USD | MOLD,CABLE, HORZ THRU PAR | 207.39 | EA | 1
556640 | United States | USD | BRAID,PREFAB,200X15X1.5MM | 4.32 | EA | 10
EL16SADCF | United States | USD | COUPLER,LENTON,SA,#5 | 21.16 | EA | 1
GNR222Q | United States | USD | MOLD,CABLE TO GRD ROD,VER | 289.29 | EA | 1
CAHCA1HB | United States | USD | MOLD,CABLE TO HORZ STL,HO | 129.72 | EA | 1
534515 | United States | USD | IBS ADV 120-430-10 | 78.38 | EA | 2
GTC18Y4 | Europe | USD | MOLD GTC18Y4 | 212.91 | EA | 1
LPC62812 | United States | USD | ADAPTER,CU,THRU-ROOF, | 126.36 | EA | 1
PBCT92W | Europe | USD | WELDER,C BOND,250KCM RLAY | 652.88 | EA | 1
HDGTC162CW | United States | USD | MOLD, CABLE TO GRD ROD,VE | 273.39 | EA | 1
PDCUC | Asia | USD | UNIVERSAIL DOWNCONDUCTOR CLIP, CLEAR | 1.12 | EA | 50
GR1141G | United States | USD | ONE-SHOT,CABLE TO GRD ROD | 18.09 | EA | 6
EL36A22 | United States | USD | COUPLER,LENTON,STANDARD, | 51.38 | EA | 1
LPC48034LG | United States | USD | FASTENER,CU,BARE POINT, | 65.73 | EA | 1
PB13TP2L | United States | USD | MOLD,CABLE TO RAIL,HORZ T | 208.86 | EA | 1
NDR182Q | United States | USD | MOLD,CABLE TO GRD ROD,HOR | 289.29 | EA | 1
CAGRT181H | United States | USD | MOLD,CABLE TO GRD ROD,VER | 207.39 | EA | 1
RBWS1467E | United States | USD | BASIN,POURING,#10 STANDAR | 233.68 | EA | 1
A109BW | United States | USD | CABLE,SAMPLE,8 IN LONG,4/ | 6.92 | EA | 1
534036GE13 | United States | USD | FLEXIBAR,ADV,10X40X1MM,GE | 363.36 | EA | 10
553470 | Asia | USD | EARTHING CONNECTOR EC 35 | 1.65 | EA | 60
EL57T28A2 | United States | USD | COUPLER,LENTON STANDARD,# | 125.91 | EA | 1
LPC466B | United States | USD | CLAMP,CU,UNIVERSAL | 58.3 | EA | 5
EGBA14420CBT | United States | USD | BAR,ASSY,GRD BUS,1/4 X 4 | 278 | EA | 1
508106 | United States | USD | BRACKET, FLEXBUS, KIT, | 114.51 | EA | 1
534029ABB15 | United States | USD | FLEXIBAR,ADV,10X32X1,ABB, | 123.32 | EA | 5
CSP1NMF90 | Europe | USD | COAX SURGE PROTECTOR,90V, | 119.35 | EA | 1
VSC2QV3C | Europe | USD | MOLD VSC2QV3C | 212.91 | EA | 1
VTC2QW | United States | USD | MOLD,CABLE TO VERT STL,HO | 253.23 | EA | 1
HDHTC2G | United States | USD | MOLD,CABLE TO HORZ STL,HO | 212.91 | EA | 1
LJCEAL2V | United States | USD | MOLD,CABLE TO BUS/LUG,HOR | 212.91 | EA | 1
EL57TS4 | United States | USD | COUPLER,LENTON,STRAIGHT, | 139.21 | EA | 1
561158 | United States | USD | BLOCK,SPLICE,125A,1250V | 13.66 | EA | 1
549518 | United States | USD | BRACKET,KIT,CABS,M-BRACKE | 27.25 | EA | 10
ELMP221 | United States | USD | SET,CHASER,2MM,PACKAGED | 157.39 | EA | 1
PQDS2000S120 | United States | USD | PQDS-2-1P-120V, | 788.55 | EA | 1
DT1M27531R | Asia | USD | TYPE 1, 25 KA, 3 1 R | 1097.78 | EA | 0
563604 | Asia | USD | BRAID MBJYG 6-250-6 , Y/G INSULATED | 8.77 | EA | 10
RWR531V | United States | USD | MOLD,CABLE TO REBAR,VERT | 289.29 | EA | 1
BACEAL | Europe | USD | MOLD BACEAL | 212.91 | EA | 1
TAD3X3QHQ | United States | USD | MOLD,CABLE,HORZ TEE | 451.38 | EA | 1
LMCEG1L | United States | USD | MOLD,CABLE TO BUS/LUG, | 212.91 | EA | 1
B540C885T | United States | USD | BUSBAR,GRD,CU,3/8X6X36IN, | 415.6 | EA | 1
534048DSN04 | United States | USD | FLEXIBAR,ADV,10X63X1,DSN, | 233.59 | EA | 1
RBWS1547D | United States | USD | BASIN,POURING,#9 STD. HOR | 266.54 | EA | 1
E1802ZL03 | United States | USD | INDUCTOR,CADWELD,PLUS | 4.32 | EA | 1
534011L3M | United States | USD | FLEXIBAR,ADV,3X20X1MM,3M, | 138.96 | EA | 0
GRP161V | United States | USD | MOLD,CABLE TO GRD ROD,VER | 234 | EA | 1
551190 | United States | USD | SUPPORT,BLOCK,DIST,FBSS, | 76.75 | EA | 2
PTC2C1L | United States | USD | MOLD,CABLE, HORZ THRU PAR | 212.91 | EA | 1
GRC181D | United States | USD | MOLD,CABLE TO GRD ROD,VER | 212.91 | EA | 1
ERICORE203U | United States | USD | DOWNCONDUCTOR,LIGHTNING | 26631.412 | EA | 1
EL40A2 | United States | USD | COUPLER,LENTON STANDARD,4 | 60.1 | EA | 1
542070 | United States | USD | INSULATOR,BUSBAR,ISO TP | 7.32 | EA | 25
TAC2Q3A | United States | USD | MOLD,CABLE,HORZ TEE | 212.91 | EA | 1
554510 | United States | USD | POLY,SLEEVE,50 M,GREY,20 | 2.33 | MR | 1
VFC1HV3C | United States | USD | MOLD,CABLE TO VERT STL, | 212.91 | EA | 1
XLPCC2C1L | United States | USD | MOLD,CABLE,HORZ TAP PARAL | 252.73 | EA | 1
534052IPPS01 | United States | USD | FLEXIBAR,ADV,8X80X1,IPPS | 257.53 | EA | 1
RBWS1482M | United States | USD | BASIN,POURING,#18 STANDAR | 352.64 | EA | 1
CSP1NBM90 | Asia | USD | COAX SURGE PROTECTOR,90V,N-BULKHEAD,MF | 120.48 | EA | 1
EL57TD6GV | United States | USD | ANCHOR,LENTON TERMINATOR, | 331.02 | EA | 1
LAC2Q008 | United States | USD | MOLD,CABLE TO BUS/LUG,HOR | 212.91 | EA | 1
INTCPTADF2BSP | United States | USD | INTERCEPTOR,ADAPTER,MK3, | 83.29 | EA | 1
XAC2Q2Q | Europe | USD | MOLD XAC2Q2Q | 212.91 | EA | 1
SLP1RJ11A | United States | USD | PROTECTOR,DATA,SECONDARY, | 157.58 | EA | 1
HDPTC2L1QW | United States | USD | MOLD,CABLE,HORZ THRU PARA | 253.23 | EA | 1
VFCY2 | Europe | USD | MOLD VFCY2 | 212.91 | EA | 1
EGBA14215NN | United States | USD | BAR,GRD BUS,1/4 X 2 X 15 | 123 | EA | 1
A928B098 | United States | USD | NUT,HEX,1/4-20,316SS | 0.41 | EA | 1
LPC49258 | United States | USD | HOLDER,CU,BARE LAY-IN | 43.63 | EA | 1
534019ABB07 | United States | USD | FLEXIBAR,ADV,5X24X1MM,ABB | 166.66 | EA | 1
633400 | United States | USD | ROD,GRD,3/4X10,SEC,CU BON | 70.58 | EA | 5
CAFCA1V18 | United States | USD | MOLD,CABLE,TO HORZ C.I.PI | 129.72 | EA | 1
EGBA14428BDT | United States | USD | BUSBAR,GRD,CU,1/4X4X28,BD | 382 | EA | 1
RDC521H | United States | USD | MOLD,CABLE TO REBAR,HORZ | 212.91 | EA | 1
534034FL05 | United States | USD | FLEXIBAR,ADV,6X40X1,FL | 194.76 | EA | 1
PB10SS3S3QC | United States | USD | MOLD,CABLE,HORZ SPLICE | 208.86 | EA | 1
TAC2V2G | United States | USD | MOLD,CABLE,HORZ TEE | 212.91 | EA | 1
XBV3Q2P | United States | USD | MOLD,CABLE,HORZ X LAPPED | 935.06 | EA | 1
B295X51Z71 | United States | USD | LABEL,ADHESIVE,TYPE 2 | 86.03 | EA | 0
EGBA14424DDT | Europe | USD | BAR,GRD BUS,1/4 X 4 X 24 | 330 | EA | 1
MBA86 | United States | USD | MOLD,BLANK,150200 R PRICE | 166.01 | EA | 1
614400SG01 | United States | USD | GROUND ROD,COPPERBONDED,1 | 9.04 | EA | 0
BMCFAJFAJ | United States | USD | MOLD,BUS BAR,HORZ TEE BAR | 212.91 | EA | 1
NDF332Q | Europe | USD | MOLD NDF332Q | 507.28 | EA | 1
HDC34SP | United States | USD | CLAMP,GRD ROD,SIL BRZ,HD | 12.41 | EA | 25
CWP1JSH | United States | USD | CLAMP,1/2-1IN PIPE,BRZ, | 8.15 | EA | 25
ZZA6X | United States | USD | LITERATURE,ELECTRICAL,INT | 99999.99 | EA | 0
EGBA14312BB | United States | USD | BAR,GRD BUS,1/4 X 3 X 12 | 126 | EA | 1
TAC2C2QW | United States | USD | MOLD,CABLE,HORZ TEE | 273.39 | EA | 1
SB01VS4M | United States | USD | MOLD,CABLE TO VERT STL,45 | 139.13 | EA | 1
RDM522Q | United States | USD | MOLD,CABLE TO REBAR,HORZ | 649.88 | EA | 1
ERICORE005T | United States | USD | DOWNCONDUCTOR,LIGHTNING, | 1916.17 | EA | 1
TAC3X2G | United States | USD | MOLD,CABLE,HORZ TEE | 212.91 | EA | 1
TACY92V | United States | USD | MOLD,CABLE ,HORZ TEE | 212.91 | EA | 1
LPC663CTO | United States | USD | ROD,CU,THREADED,5/8IN DIA | 11.04 | EA | 1
SSC2V1V | United States | USD | MOLD,CABLE,HORZ SPLICE | 212.91 | EA | 1
GRCP200Y9 | Europe | USD | MOLD GRCP200Y9 | 212.91 | EA | 1
563150 | Asia | USD | DISTRIBUTION KIT TR 125A | 128.4 | EA | 1
PQCF320277480V | United States | USD | SES320F480Y | 5178.51 | EA | 1
LJCEALY6L | United States | USD | MOLD,CABLE TO BUS/LUG,HOR | 212.91 | EA | 1
EHL12FC1V | Europe | USD | HAMMERLOCK EHL12FC1V | 23.26 | EA | 25
VSC2QV1.50W | United States | USD | MOLD,CABLE TO VERT STL, | 233.07 | EA | 1
TAC3A3H | United States | USD | MOLD,CABLE,HORZ TEE | 212.91 | EA | 1
EL20SAQSP004 | United States | USD | COUPLER,LENTON,SPECIAL,SA | 63.93 | EA | 1
554321 | United States | USD | BRAID,EARTH,SS,35MM2,CPI | 17.36 | EA | 10
EGBA14418CC | United States | USD | BAR,GRD BUS,1/4 X 4 X 18 | 216 | EA | 1
SSPD2P1M150 | Europe | USD | SERIES SPD, TWO PHASE, 1 | 370.46 | EA | 1
LPC30258V | Europe | USD | BASE,CU.,5/8 | 40.59 | EA | 25
XAD3H3H | United States | USD | MOLD,CABLE,HORZ X SAME PL | 451.38 | EA | 1
B136B | United States | USD | MOLD,CLEANER,ASSY 90 W/M | 8.59 | EA | 5
HDGTC222G | United States | USD | MOLD,CABLE TO GRD ROD,VER | 212.91 | EA | 1
LK511 | United States | USD | CAP,INTERLOK PLASTIC,#11 | 0.56 | EA | 1
SSCT4 | United States | USD | MOLD,CABLE,HORZ SPLICE | 212.91 | EA | 1
PBWT203SRH | United States | USD | WELDER ASSY,RAIL,500 RLAY | 401.39 | EA | 1
RDH552C | United States | USD | MOLD,CABLE TO REBAR,HORZ | 373.05 | EA | 1
GQR182L | United States | USD | MOLD,CABLE TO GRD ROD,VER | 289.29 | EA | 1
PTC2L1Y | United States | USD | MOLD,CABLE, HORZ THRU PAR | 212.91 | EA | 1
SSC1H1Y | United States | USD | MOLD,CABLE,HORZ SPLICE | 212.91 | EA | 1
TDSMT120 | Asia | USD | DIVERTER,SHUNT,ALARM,TDS MOVTEC,110-150V | 784.33 | EA | 1
LQRCAL18 | United States | USD | MOLD,CABLE TO BUS/LUG,VER | 289.29 | EA | 1
LJCEE2L | United States | USD | MOLD,CABLE TO BUS/LUG,HOR | 212.91 | EA | 1
RBT81011B | United States | USD | MATERIAL,FILLER,#8 -1 T | 36.59 | EA | 1
RBT11101HS | United States | USD | SPLICE,KIT,#11 CADWELD T- | 214.44 | EA | 1
534029ABB14 | United States | USD | FLEXIBAR,ADV,10X32X1,ABB, | 124.7 | EA | 5
EPGC142120 | United States | USD | PERIMETER,GRD,STRAIGHT, | 480.81 | EA | 1
XB3Y8Y4 | Europe | USD | MOLD XB3Y8Y4 | 466.79 | EA | 1
CACHAADCB | United States | USD | MOLD,CABLE TO HORZ STL,HO | 129.72 | EA | 1
508192 | Asia | USD | FleXbus HCBC Clamp, 100 mm x 160 mm | 88.3 | EA | 1
611350 | United States | USD | ROD,GRD,1/2X5,CU BONDED | 24.43 | EA | 5
GBJGT182CR1 | United States | USD | MOLD,GRD ROD TO RECEPTACL | 882.44 | EA | 1
EHL34C2Q | United States | USD | HAMMERLOCK, CU, NOM | 23.65 | EA | 25
LJCEAHY5 | United States | USD | MOLD,CABLE TO BUS/LUG,HOR | 212.91 | EA | 1
SBB855E1G72 | United States | USD | STUD,GROUNDING,72 LONG,AL | 92.66 | EA | 1
534019LAM02 | United States | USD | FLEXIBAR,ADV,5X24X1, LAM | 234.06 | EA | 10
EGBA14424CBT | United States | USD | BAR,GRD BUS,1/4 X 4 X 24 | 330 | EA | 1
PBS24F | Asia | USD | SLEEVE,FLARED,185MM/300R | 3.53 | EA | 25
LAC2GEG | Europe | USD | MOLD LAC2GEG | 212.91 | EA | 1
534023 | Asia | USD | FLEX ADV2MTC 2X32X1 | 101.49 | EA | 2
SES40PFP | United States | USD | FLUSH PLATE, SES40P | 15.82 | EA | 1
PQS400120/240 | United States | USD | PROTECTOR,SURGE,PQS400,12 | 3796.74 | EA | 1
PB13ST2CRH | Asia | USD | MOLD,1/0 CONC TO WEB OF 85#-135# RAIL,ST | 208.86 | EA | 1
T328D | Europe | USD | DISK,KIT,STEEL DISKS, | 21.34 | EA | 1
PHR1L1L | United States | USD | MOLD,CABLE, VERT THRU PAR | 289.29 | EA | 1
GYE169F | United States | USD | MOLD,CABLE TO GRD ROD,VER | 596.26 | EA | 1
557180 | Asia | USD | LUG FOR FLAT BRAID PB 16 | 1.07 | EA | 100
SBK401HBD | United States | USD | KIT,GROUNDING, RAIL,TRACK | 754.63 | EA | 1
LPC465 | United States | USD | JUMPER,CU,BARE,EYE TO | 197.21 | EA | 1
LPA241 | Europe | USD | POINT,AL,5/8 X 10IN | 14.97 | EA | 1
534016 | Asia | USD | FLEX ADV2MTC 2X24X1 | 85.7 | EA | 3
DQC162Q | United States | USD | MOLD,CABLE TO GRD ROD,HOR | 212.91 | EA | 1
PTCY7Y6 | Europe | USD | MOLD PTCY7Y6 | 212.91 | EA | 1
HDTAC3D2G | United States | USD | MOLD,CABLE,HORZ TEE | 212.91 | EA | 1
PBWX201 | United States | USD | MOLD,CABLE ,PAIR WEB BOND | 126.17 | EA | 1
548540 | Asia | USD | ISO TP 45M8 | 4.2 | EA | 25
534523 | Asia | USD | IBS ADV 185-630-10 | 152.19 | EA | 2
VBC1VV8C | United States | USD | MOLD,CABLE TO VERT STL,VE | 212.91 | EA | 1
EHL58GS1 | United States | USD | CONNECTOR,COMPRESSION, | 26.75 | EA | 25
MBF03 | United States | USD | MOLD,BLANK,45/65 A PRICE | 507.28 | EA | 1
SBB492 | United States | USD | CLEANER,MOLD,T6,W/FLINT G | 93.45 | EA | 1
CAHCA1LC | United States | USD | MOLD,CABLE TO HORZ STL,HO | 129.72 | EA | 1
GMR37Y6 | United States | USD | MOLD,CABLE TO GRD ROD,VER | 289.29 | EA | 1
613400UPC | United States | USD | ROD,GRD,3/4X10,CU BONDED | 72.28 | EA | 5
EL28SAES | United States | USD | COUPLER,LENTON,SA,#9,EPOX | 65.92 | EA | 1
TAC9C9C | United States | USD | MOLD,CABLE,HORZ TEE | 212.91 | EA | 1
ECRHE302G4U | United States | USD | ELECTRODE,ROD,GRD,ASSY,30 | 3699.06 | EA | 1
VBC1VV2.50 | United States | USD | MOLD,CABLE TO VERT STL, | 212.91 | EA | 1
EL57T36A12 | United States | USD | COUPLER,LENTON,A12,#18-11 | 133.27 | EA | 1
LAC5DE | United States | USD | MOLD,CABLE TO BUS/LUG,HOR | 212.91 | EA | 1
TDS130M150 | United States | USD | DIVERTER,TD,150V,30KA, | 127.35 | EA | 1
508005 | United States | USD | BRAID,FLEXIBLE, | 465.58 | EA | 1
PTCT1Y4 | United States | USD | MOLD,CABLE, HORZ THRU PAR | 212.91 | EA | 1
INTCPTADF2NPTSI | United States | USD | SII INTERCEPTOR,ADAPTER,2 | 194.95 | EA | 1
LAC1GCE | United States | USD | MOLD,CABLE TO BUS/LUG,HOR | 212.91 | EA | 1
RBT1091B | United States | USD | MATERIAL,FILLER,#10 VERTI | 42.64 | EA | 1
E1802ZL02 | United States | USD | INDUCTOR,CADWELD,PLUS | 6.11 | EA | 1
XLBQDPAMPAM | United States | USD | MOLD,BUS BAR,VERT TEE TAP | 1033.81 | EA | 1
SBB200CLH | United States | USD | MOLD,WEB SIGNAL BOND,3/16 | 86.27 | EA | 1
A809A07F100 | United States | USD | WIRE,CU,SOL,BARE,#2,SOFT | 621.01 | EA | 0
NCR181K | United States | USD | MOLD,CABLE TO GRD ROD,HOR | 289.29 | EA | 1
534040ERM04 | United States | USD | FLEXIBAR,ADV,6X50X1MM,ERM | 301.9 | EA | 1
556910 | Asia | USD | BRAID,PREFAB,200X6MM/SQ | 2.96 | EA | 10
LPC626A58 | United States | USD | ADAPTER,CU,THRU-ROOF, | 93.91 | EA | 1
TGBA12L06P | Europe | USD | BAR ASSY,GRD BUS,1/4X2X12 | 102 | EA | 1
NCR222G | United States | USD | MOLD,CABLE TO GRD ROD,HOR | 289.29 | EA | 1
RBW65514HA | United States | USD | SLEEVE,CADWELD,LOW SLIP # | 138.16 | EA | 1
PBW2S | United States | USD | MOLD,RAIL,CABLE HORZ TO W | 167.93 | EA | 1
6358660 | Europe | USD | EARTH ROD,CU BOND,THREADE | 36.23 | EA | 5
47857150AEP | United States | USD | ROD,GRD,1/2,CU PLATED,13 | 138.61 | EA | 1
PTC2Q9E | United States | USD | MOLD,CABLE,HORZ THRU PARA | 212.91 | EA | 1
LPS225ST | United States | USD | POINT,SS,BLUNT,1/2 X 24IN | 52.42 | EA | 1
EL22A32K | United States | USD | COUPLER,LENTON,STANDARD, | 78.37 | EA | 1
RDH552QM | United States | USD | MOLD,CABLE TO REBAR,HORZ | 284.59 | EA | 1
ACC4000E1X | United States | USD | BAFFLE,ASSY,6 IN,REF ETN | 1038.23 | EA | 1
505673 | United States | USD | BUSBAR,SPECIAL,C11000 CU | 13.12 | EA | 1
GTC16Y7 | United States | USD | MOLD,CABLE TO GRD ROD,VER | 212.91 | EA | 1
GTC182GW | United States | USD | MOLD,CABLE TO GRD ROD,VER | 273.39 | EA | 1
SSCY4Y2 | United States | USD | MOLD,CABLE,HORZ SPLICE | 212.91 | EA | 1
B295X51Z61 | United States | USD | LABEL,ADHESIVE,TYPE 2 | 93.77 | EA | 0
GNT181G001M | United States | USD | MOLD,CABLE TO GRD ROD,VER | 207.39 | EA | 1
TAC3D4L | United States | USD | MOLD,CABLE,HORZ TEE | 212.91 | EA | 1
534010HDQ15 | United States | USD | FLEXIBAR,ADV,2X20X1MM,HDQ | 43.37 | EA | 1
XB4Y7Y7 | Europe | USD | MOLD XB4Y7Y7 | 761.69 | EA | 1
EGBA14218EE | Asia | USD | GRD BAR ASSY,1/4INX2INX18IN,C11000 CU,EE | 144 | EA | 1
B125A02WH | United States | USD | FRAME,MOLD HANDLE,3,W/HAR | 31.81 | EA | 1
PB80QVJHVM | United States | USD | MOLD,LUG TO FLANGE,INVERT | 697.55 | EA | 1
XACY5Y3 | United States | USD | MOLD,CABLE,HORZ X SAME PL | 212.91 | EA | 1
B103JH002BLK | United States | USD | LUG,BUS,1/2 x 2 x 3 3/8 L | 55.59 | EA | 0
563550 | Asia | USD | BRAID MBJ 16-150-6 | 3.66 | EA | 10
ERICORE450U | United States | USD | DOWNCONDUCTOR,LIGHTNING, | 59035.202 | EA | 1
FLXPLAM0097 | United States | USD | FLEXIBAR,ADV,2X15.5X0.8MM | 282.89 | EA | 1
GTP181H | United States | USD | MOLD,CABLE TO GRD ROD,VER | 233.95 | EA | 1
HAA1Q | United States | USD | MOLD,CABLE TO HORZ STL,HO | 129.72 | EA | 1
LECY6EAL | Europe | USD | MOLD LECY6EAL | 212.91 | EA | 1
534521 | United States | USD | IBS ADV 185-430-10 | 119.79 | EA | 2
MS/CAPA | United States | USD | QUICK SALE | 1.57 | EA | 0
615860EERSA | United States | USD | ROD,GRD,5/8X6,CU CLAD, | 32.07 | EA | 5
SB20108CWPW2 | United States | USD | BOND KIT, JOINT HEAD,3/16 | 13.24 | EA | 60
SPDC200120/240 | United States | USD | PROTECTOR,SURGE,TDX200C,1 | 5742.77 | EA | 1
CAVST1VM | United States | USD | MOLD,CABLE TO VERT STL,45 | 139.13 | EA | 1
RJE568D | United States | USD | MOLD,CABLE TO REBAR,VERT | 596.26 | EA | 1
EGBA14206SS | United States | USD | BAR,GRD BUS,1/4 X 2 X 6 | 60 | EA | 1
534018ABB09 | United States | USD | FLEXIBAR,ADV,4X24X1MM,ABB | 119.07 | EA | 10
XBC1V1V | United States | USD | MOLD,CABLE,HORZ X LAPPED | 212.91 | EA | 1
GLCEE16 | United States | USD | MOLD,CABLE TO LUG,HORZ SP | 212.91 | EA | 1
EL28D16ES | United States | USD | COUPLER,LENTON,TERMINATOR | 29.02 | EA | 1
LPCC3410NC4 | United States | USD | COPPERCLAD AIR TERMINAL 3 | 195.78 | EA | 1
EGBA38418EBT | United States | USD | BAR,GRD BUS,3/8 X 4 X 18 | 224.67 | EA | 1
LJCAG2G | United States | USD | MOLD,CABLE TO BUS/LUG,HOR | 212.91 | EA | 1
S03F | United States | USD | SLEEVE,CU,FLARED,2/0 CONC | 3.21 | EA | 25
BMCFANCAJ | United States | USD | MOLD,BUS BAR,HORZ TEE BAR | 212.91 | EA | 1
LPA28012F | United States | USD | ADAPTER,AL,,1/2IN,FEMALE | 9.31 | EA | 1
PB10SS2W | United States | USD | MOLD,CABLE,HORZ SPLICE | 153.72 | EA | 1
LK16DES | United States | USD | COUPLER,LENTON,INTERLOK | 69.78 | EA | 1
LPC227ST | Europe | USD | POINT,CU,BLUNT,1/2IN X | 106.23 | EA | 1
557320IR03 | United States | USD | BRAID,CU,TINNED,70MM2,M10 | 80.55 | EA | 1
LPC208BST | United States | USD | POINT,CU,BLUNT BARE,3/8IN | 55.75 | EA | 1
534034GE22 | United States | USD | FLEXIBAR,ADV,6X40X1MM,GE, | 234.17 | EA | 10
521964GW | United States | USD | WIRE,GRD,19/64",10MIL, | 9.01 | EA | 0
PTCY4Y5 | Europe | USD | MOLD PTCY4Y5 | 212.91 | EA | 1
ECRV101V10D | United States | USD | GROUND ROD,ASSY,KIT,10FT, | 1633.28 | EA | 1
SBA160128A023 | United States | USD | CLIP ASSY,RAIL,A=10.00, | 37.87 | EA | 1
PB63SC4L4T | United States | USD | MOLD,CABLE,HORZ SPLICE SI | 366.25 | EA | 1
CAVHP1V24 | United States | USD | MOLD,CABLE TO VERT CAST | 212.32 | EA | 1
RBWS2222F | United States | USD | BASIN,POURING,#11 15 DEGR | 515.06 | EA | 1
VGC2C | United States | USD | MOLD,CABLE TO VERT STL,HO | 212.91 | EA | 1
GRB1210T | United States | USD | BUSBAR,ASSY,1/4 X 2 X 10 | 33.77 | EA | 100
FLXPLAM0109 | United States | USD | FLEXIBAR,ADV,0.5X15.5X0.8 | 283.61 | EA | 1
HDSSC2Q | Europe | USD | MOLD HDSSC2Q | 212.91 | EA | 1
PB150 | United States | USD | WELD METAL,CADWELD RAIL P | 14.95 | EA | 10
534514 | United States | USD | IBS ADV 120-330-10 | 67.85 | EA | 2
LAC3DEGW | United States | USD | MOLD,CABLE TO BUS/LUG,HOR | 233.07 | EA | 1
534026SE16 | United States | USD | FLEXIBAR,ADV,5X32X1MM,SE, | 77.78 | EA | 1
LPC540A | United States | USD | PLATE,CU,CAST,FLAT METCU, | 31.84 | EA | 1
LPC31858 | Asia | USD | BASE, COPPER POINT, 5/8IN | 39.81 | EA | 1
LJCCALY6 | United States | USD | MOLD,CABLE TO BUS/LUG,HOR | 212.91 | EA | 1
VBC2QW | United States | USD | MOLD,CABLE TO VERT STL,VE | 233.07 | EA | 1
LJCEALY7 | Europe | USD | MOLD LJCEALY7 | 212.91 | EA | 1
WT2SCMV01.0C | United States | USD | RECEPTOR, INSERT, SIDE, | 234.17 | EA | 1
LPA670 | Europe | USD | STRAP,AL,CABLE HOLDER, | 66.42 | EA | 1
LPA255 | United States | USD | POINT,AL,TUBULAR,5/8X24IN | 127.53 | EA | 1
PHP003 | United States | USD | MOLD,CABLE, VERT THRU PAR | 233.95 | EA | 1
634400GAL01 | United States | USD | ROD,GRD,1X10,CU BONDED | 337.15 | EA | 3
534010L3M | United States | USD | FLEXIBAR,ADV,2X20X1MM,3M | 111.8 | EA | 0
HAA9A | United States | USD | MOLD,CABLE TO HORZ STL,HO | 129.72 | EA | 1
FC079 | Asia | USD | CLAMP, FENCE, 3/0 STR, TINNED | 62.86 | EA | 1
GYE182L | United States | USD | MOLD,CABLE TO GRD ROD,VER | 596.26 | EA | 1
GYR14Y5 | United States | USD | MOLD,CABLE TO GRD ROD,VER | 289.29 | EA | 1
GTT161GM | United States | USD | MOLD,CABLE TO GRD ROD,VER | 139.13 | EA | 1
716207 | United States | USD | RAIL,DRILLING,TEMPLATE | 382.69 | EA | 1
GYR16T2 | Europe | USD | MOLD GYR16T2 | 289.29 | EA | 1
FLXPLAM0001 | Asia | USD | 718-A57285-001 | 349.49 | EA | 1
EGBA14448MM | United States | USD | BAR,GRD BUS,1/4 X 4 X 48, | 555 | EA | 1
GRC169K | United States | USD | MOLD,CABLE TO GRD ROD,VER | 212.91 | EA | 1
GTT311G | United States | USD | MOLD,CABLE TO GRD ROD,VER | 207.39 | EA | 1
534056RW51 | United States | USD | FLEXIBAR,ADV,6X100X1MM,RW | 517.26 | EA | 10
PBB284S6C36 | United States | USD | BOND,IMPD SIDE LEAD,14.5M | 122.03 | EA | 1
534018RW14 | United States | USD | FLEXIBAR,ADV,4X24X1MM,RW, | 124.69 | EA | 1
PTC2G1Y | United States | USD | MOLD,CABLE, HORZ THRU PAR | 212.91 | EA | 1
MBA60 | Europe | USD | MOLD,BLANK,150200 C PRICE | 205.96 | EA | 0.5
TACY3Y5 | United States | USD | MOLD,CABLE,HORZ TEE | 212.91 | EA | 1
CALAT1HAA | United States | USD | MOLD,CABLE TO BUS/LUG,HOR | 207.39 | EA | 1
MTKS3371 | United States | USD | MAT,GRD,4 X 6 FT,6 SOL CU | 584.21 | EA | 1
XAC2N2N | United States | USD | MOLD,CABLE,HORZ X SAME PL | 212.91 | EA | 1
GFCC190Y7 | United States | USD | MOLD,CABLE TO GRD ROD,HOR | 212.91 | EA | 1
SBAB18COCD3SS | United States | USD | CLIP,RAIL,ASSY | 10.84 | EA | 100
556200 | United States | USD | SLEEVE,GLASS,FIBER,W/ HGH | 1.75 | MR | 1
B802D01A72 | United States | USD | PLATE,ASSY,GRD,RISER,LOW | 23.02 | EA | 1
47858070AEP | United States | USD | ROD,GRD,5/8,CU PLATED,15 | 256.33 | EA | 1
CAHBA1G | United States | USD | MOLD,CABLE TO HORZ CAST I | 129.72 | EA | 1
534034ARZ10 | United States | USD | FLEXIBAR,ADV,6X40X1MM,ARZ | 171.31 | EA | 10
B230D02 | United States | USD | JAW,U,MODIFIED FLATTENED | 6.9 | EA | 1
PCC2Q2C | United States | USD | MOLD,CABLE, HORZ TAP PARA | 212.91 | EA | 1
PCC2Q1GW | United States | USD | MOLD,CABLE, HORZ TAP PARA | 253.23 | EA | 1
XLLJCGG4L | United States | USD | MOLD,CABLE TO BUS/LUG,HOR | 715.08 | EA | 1
534034 | Asia | USD | FLEX ADV2MTC 6X40X1 | 298.56 | EA | 2
RRH56Y6 | United States | USD | MOLD,CABLE TO REBAR,HORZ | 373.05 | EA | 1
GFC182V | United States | USD | MOLD,CABLE TO GRD ROD,HOR | 212.91 | EA | 1
FLXPLAM0068 | Asia | USD | 718-A58351-001 | 231.29 | EA | 1
HDPTC2Q2CW | United States | USD | MOLD,CABLE,HORZ THRU PARA | 253.23 | EA | 1
RCE572L | United States | USD | MOLD,CABLE TO REBAR,VERT | 596.26 | EA | 1
XBM2Q2GW | United States | USD | MOLD,CABLE,HORZ X LAPPED | 730.52 | EA | 1
EGBA12624RR | United States | USD | BAR,GRD BUS,1/2 X 6 X 24 | 516 | EA | 1
PB60TA4L5T | United States | USD | MOLD,CABLE,HORZ TEE | 325.89 | EA | 1
554411B | United States | USD | BRAID,SS,LUG,70MM2,BULK | 77.31 | EA | 50
508153 | Asia | USD | FleXbus Foam Barrier FBS, 1.9 L Max Vol. | 121.24 | EA | 6
DSD1101S275 | Asia | USD | DIVERTER,SURGE,275V,10KA,1 MODE,DSD | 64.02 | EA | 1
HDTAC3Q2V | United States | USD | MOLD,CABLE,HORZ TEE | 212.91 | EA | 1
SBS09C | Asia | USD | SLEEVE,BOND,FIELD MADE | 1.42 | EA | 1
534036 | United States | USD | FLEX ADV2MTC 10X40X1 | 468.95 | EA | 2
SSPDTT1P150 | United States | USD | SSPD, TT SINGLE PHASE, | 380.6 | EA | 1
534042ABB06 | United States | USD | FLEXIBAR, ADV, 10X50X1MM | 197.71 | EA | 1
OMG40P1P | United States | USD | OMEGA LEXAN, SES40P, 1PH | 7.94 | EA | 1
RBW4558A | United States | USD | SLEEVE,CADWELD,50MM T-SER | 135.46 | EA | 1
CA25XF19 | Europe | USD | WELDING MATERIAL,ALLOY,XF | 6.7 | EA | 20
GRC331H | United States | USD | MOLD,CABLE TO GRD ROD,VER | 212.91 | EA | 1
635850KPLC | Europe | USD | GROUND ROD,5/8"X1.5METER | 21.06 | EA | 5
B275K1 | United States | USD | TAG,MOLD,BLANK | 975.48 | EA | 1
TAC2Q9GW | United States | USD | MOLD,CABLE,HORZ TEE | 273.39 | EA | 1
4010200EG | Asia | USD | #401 EG CLEVIS 2 | 785.41 | EA | 100
GYR18W3 | United States | USD | MOLD,CABLE TO GRD ROD,VER | 289.29 | EA | 1
ECRH101T4U | United States | USD | GROUND ROD,ASSY,KIT,10FT, | 2350.25 | EA | 1
PBW13S60B | United States | USD | BOND,JOINT,500 RLAY WEB, | 114.43 | EA | 1
EGBA14424MM | United States | USD | BAR ASSY,GRD BUS,1/4X4X24 | 282 | EA | 1
GUYRING | Asia | USD | GUYING RING | 115.61 | EA | 1
615883SG01 | United States | USD | GROUND ROD,COPPERBONDED, | 25.07 | EA | 5
PQCF320240V | United States | USD | SES320F240V | 4781.55 | EA | 1
LPS662CTO | United States | USD | ROD,SS,THREADED,1/2 DIA, | 1.43 | EA | 1
TAC9G2D | United States | USD | MOLD,CABLE,HORZ TEE | 212.91 | EA | 1
EL36A2D6 | United States | USD | COUPLER,LENTON,#11 TERMIN | 92.4 | EA | 1
GRC152L | United States | USD | MOLD,CABLE TO GRD ROD,VER | 212.91 | EA | 1
PBP3S6D36 | United States | USD | BOND,PLUG,KIT 14.5COMP IN | 167.44 | EA | 1
559020 | United States | USD | TOOL,HYDRAULIC,SHEAR,GUID | 813.62 | EA | 1
EGBA14396EC | United States | USD | BAR,GRD BUS,1/4 X 3 X 96 | 900 | EA | 1
555201 | United States | USD | BRAID,CU,TINNED,25MM2 | 7.12 | EA | 10
VSC8F | United States | USD | MOLD,CABLE TO VERT STL,45 | 212.91 | EA | 1
553571A2 | United States | USD | FLEXIBAR,SPACER,LEFT HAND | 11.99 | EA | 0
TACY9W3 | United States | USD | MOLD,CABLE,HORZ TEE | 212.91 | EA | 1
PB12LBS6EF | United States | USD | MOLD,CABLE TO LUG,HORZ SP | 208.86 | EA | 1
UTB30SPG | United States | USD | PROTECTOR,SURGE,UTB,1PAIR | 149.63 | EA | 1
TDS150M150 | Asia | USD | TDS, 1 PH, 50KA, 150V, MODULE | 120.82 | EA | 1
B120 | United States | USD | CLAMP,ROD,GROUND | 357.01 | EA | 1
PBW32W9WSB | United States | USD | BOND,WEB,STUB END W/SLV 2 | 26.86 | EA | 10
RBCY6 | United States | USD | MOLD,GRD ROD TO RECEPTACL | 212.91 | EA | 1
PTCY6Y4 | Europe | USD | MOLD PTCY6Y4 | 212.91 | EA | 1
INTCPTADM3/4UNC | United States | USD | INTERCEPTOR,ADAPTER,MK3, | 107.61 | EA | 1
CAB32130 | United States | USD | EXTENSION,FLINT,IGNITER 3 | 75.14 | EA | 0
534047RW34 | United States | USD | FLEXIBAR,ADV,8X63X1MM,RW, | 100.96 | EA | 1
S429F3K16 | United States | USD | SLEEVE,CU,FLARED,400 RLAY | 59.56 | EA | 25
VBCS7 | United States | USD | MOLD,CABLE TO VERT STL,VE | 212.91 | EA | 1
534405 | United States | USD | IBSB ADV 25-830-6 | 25.88 | EA | 10
505616 | United States | USD | BUSBAR,SPECIAL,3/8X1.5X9, | 389.74 | EA | 0
LPA517 | United States | USD | SPLICE,AL,CAST,CABLE, | 18.91 | EA | 1
534042RW05 | United States | USD | FLEXIBAR,ADV,10X50X1MM,RW | 228.53 | EA | 10
534425 | Asia | USD | IBSB ADV 100-630-8-10 | 56.77 | EA | 10
613470 | Europe | USD | EARTH ROD,CU BOND,POINTED | 54.62 | EA | 5
633460GAL01 | United States | USD | ROD,GRD,3/4X6,CU BONDED | 40.75 | EA | 5
SLP10K1F | Asia | USD | SLP,SINGLE STAGE,KRONE,34MM CASE | 169 | EA | 1
B101GG90001 | United States | USD | LUG,CU,3/8X1-1/2,W/ONE | 43 | EA | 10
PBB585AB48 | United States | USD | JUMPER ASSY,CLAMP SHUNT,4 | 948.08 | EA | 1
VTC1H2 | United States | USD | MOLD,CABLE TO VERT STL,HO | 212.91 | EA | 1
MGATESTER1 | Europe | USD | TESTER, SPD COMPONENTS | 3985.76 | EA | 1
RCE531K | United States | USD | MOLD,CABLE TO REBAR,VERT | 596.26 | EA | 1
LPCC585NC4 | United States | USD | COPPERCLAD AIR TERMINAL 5 | 108.24 | EA | 1
FLXPJW0006 | United States | USD | FLEXIBAR,ADV,10X63X1,JW | 573.07 | EA | 1
EL20D6Q | United States | USD | ANCHOR,LENTON TERMINATOR, | 18.29 | EA | 1
6158123 | United States | USD | ROD,GRD,5/8X12,CU BONDED | 86.13 | EA | 5
MBA58 | United States | USD | MOLD,BLANK,90/115 C PRICE | 208.73 | EA | 1
558460 | Asia | USD | CONTACT KIT M12 X 40 ZB | 2.22 | EA | 100
EL32PPPN | United States | USD | PLUG,PARALLEL,LENTON | 1.12 | EA | 50
508045 | United States | USD | BRAID,FLEXIBLE, | 1678.99 | EA | 1
PB13VF2V | United States | USD | MOLD,CABLE TO VERT STL,VE | 208.86 | EA | 1
MAT | United States | USD | MAT,GRD,WIDTH X LENGTH,WI | 99999.99 | EA | 1
LPC273CTO | United States | USD | ROD,SOLID EXTENSION,CU,5/ | 33.85 | EA | 1
549600 | United States | USD | BUSBAR,PCB,2M 25X5 | 186.09 | EA | 2
GTCP200Y7 | Europe | USD | MOLD GTCP200Y7 | 212.91 | EA | 1
LPC557L | United States | USD | CLAMP,CU,CAST,BNDG,UNIV | 115.57 | EA | 1
CAVHP1T10 | United States | USD | MOLD,CABLE,TO VERT CAST I | 251.52 | EA | 1
LAC2G005 | United States | USD | MOLD,CABLE TO BUS/LUG,HOR | 212.91 | EA | 1
EGBA14416AAT | United States | USD | BAR,GRD BUS,1/4 X 4 X 16 | 226 | EA | 1
RBTSB12050M | United States | USD | BASIN,POURING,#18 HORZ. | 570.44 | EA | 1
613403 | Europe | USD | EARTH ROD,CU BOND,POINTED | 81.46 | EA | 5
FLXPABB0051 | United States | USD | FLEXIBAR,ADV,6X100X1,ABB | 295.225 | EA | 1
CAVHP1V10 | United States | USD | MOLD,CABLE TO VERT CAST I | 264.45 | EA | 1
ELMP231 | United States | USD | SET,CHASER,3.5MM /R,PACKA | 166.32 | EA | 1
LPA243 | United States | USD | POINT,AL,5/8 X 15IN | 20.85 | EA | 1
UTB60SP | United States | USD | PROTECTOR,SURGE,UTB,1PAIR | 149.48 | EA | 1
47858030AEP | United States | USD | ROD,GRD,5/8,CU PLATED,15 | 141.88 | EA | 0
EL16A2D6 | United States | USD | COUPLER,LENTON,#5 TERMINA | 37.42 | EA | 1
635830 | United States | USD | ROD,GRD,5/8X3,SEC,CU BOND | 18.8 | EA | 5
VGCY4 | Europe | USD | MOLD VGCY4 | 212.91 | EA | 1
557430 | United States | USD | BRAID,ROUND,CU,16MMSQ,6MM | 9.25 | MR | 1
EL25SASA2400 | United States | USD | COUPLER,LENTON,SASA,DBL | 106.77 | EA | 1
PCC2Q2G | United States | USD | MOLD,CABLE, HORZ TAP PARA | 212.91 | EA | 1
HCA1V4 | United States | USD | MOLD,CABLE TO HORZ STL,HO | 129.72 | EA | 1
EBCEAJEAJ | Europe | USD | MOLD,BUS BAR,HORZ X LAPPE | 212.91 | EA | 1
SSC2GHQ | United States | USD | MOLD,CABLE,HORZ SPLICE | 212.91 | EA | 1
UTB30SPLED | Asia | USD | PROTECTOR,SURGE,UTB,1PAIR,LED,PLUGABLE | 127.37 | EA | 60
BBDEHEH | United States | USD | MOLD,BUS BAR,HORZ SPLICE | 451.38 | EA | 1
534501 | United States | USD | IBS ADV 25-330-8-10 | 11.18 | EA | 10
FLXPLAM0098 | United States | USD | FLEXIBAR,ADV,2X15.5X0.8MM | 292.5 | EA | 1
534039ABB03 | United States | USD | FLEXIBAR,ADV,5X50X1,ABB | 178.26 | EA | 10
GYE181V | United States | USD | MOLD,CABLE TO GRD ROD,VER | 596.26 | EA | 1
EGBA14348CC | United States | USD | BAR,GRD BUS,1/4 X 3 X 48 | 459 | EA | 1
RRC53Y4 | United States | USD | MOLD,CABLE TO REBAR,HORZ | 212.91 | EA | 1
GUYTHIMBLE | United States | USD | SUPPORT,GUYING,THIMBLE | 2.3 | EA | 1
548440 | United States | USD | INSULATOR,BUSBAR,ISO TP | 2.12 | EA | 25
EL43TP8ES | United States | USD | COUPLER,LENTON,POSITION, | 276.27 | EA | 1
LPC34312 | United States | USD | BASE,CU,STRAP,OFFSET, | 168.94 | EA | 1
T375U | United States | USD | KIT,STAPLE,CLAMP,PVC,TIE, | 3.61 | EA | 100
LPPED | United States | USD | LIGHTNING PROTECTION MAST | 1610.31 | EA | 1
XBV3Q2QHQ | United States | USD | MOLD,CABLE,HORZ X LAPPED | 935.06 | EA | 1
RCE561H | United States | USD | MOLD,CABLE TO REBAR,VERT | 596.26 | EA | 1
TWR107A5 | United States | USD | MOLD,BUS BAR,HORZ BUTTON | 289.29 | EA | 1
PCC1Y1H | United States | USD | MOLD,CABLE, HORZ TAP PARA | 212.91 | EA | 1
LPA30512 | Asia | USD | BASE, AIR TERMINAL, 1/2", AL, UNIVERSAL | 23.89 | EA | 1
LAC2QCE | United States | USD | MOLD,CABLE TO BUS/LUG, | 212.91 | EA | 1
534058GE04 | United States | USD | FLEXIBAR,ADV,10X100X1,GE | 1758.69 | EA | 1
PVT2500M | Asia | USD | PV MODULE, 500VDC | 69.86 | EA | 24
DT2300M | United States | USD | TYPE 2 MODULE, 300V | 54.57 | EA | 1
HTC2Q | United States | USD | MOLD,CABLE TO HORZ STL,HO | 212.91 | EA | 1
812M24SMR5 | United States | USD | CLIP,1 IN CONDUIT 1/8 TO | 11.36 | EA | 10
SBTBS3318 | United States | USD | BOND,SWITCH,3/16 BARE 18 | 11.05 | EA | 25
VBC9DV1.50 | United States | USD | MOLD,CABLE TO VERT STL,VE | 212.91 | EA | 1
VNC1TRH1.25 | United States | USD | MOLD,CABLE TO VERT STL, | 212.91 | EA | 1
PB20TA3QC3QC | United States | USD | MOLD,CABLE,HORZ TEE | 153.72 | EA | 1
TAC3H9E | United States | USD | MOLD,CABLE HORZ TEE | 212.91 | EA | 1
RRA561V | United States | USD | MOLD,CABLE TO REBAR,HORZ | 129.72 | EA | 1
FLXPLAM0041 | Asia | USD | 718-A58290-001 | 777.63 | EA | 1
534041PHM34 | United States | USD | FLEXIBAR,ADV,8X50X1MM,PHM | 201.98 | EA | 1
SIM40C2316 | United States | USD | MAST 40MM DIAM X 2M, 316 | 409.19 | EA | 1
534041KOM02 | United States | USD | FLEXIBAR,ADV,8X50X1MM,KOM | 412.09 | EA | 1
534031IR06 | United States | USD | FLEXIBAR,ADV,3X40X1MM,IR | 171.73 | EA | 1
GYR16Y2 | United States | USD | MOLD,CABLE TO GRD ROD,VER | 289.29 | EA | 1
545810 | United States | USD | PUNCH,TOOL,11MM | 194.12 | EA | 1
534008 | United States | USD | FLEX ADV2MTC 6X15,5X0,8 | 130.89 | EA | 4
MBA82 | United States | USD | MOLD,BLANK,90115 C PRICE | 133.19 | EA | 1
BMCPAJPAJ | Europe | USD | MOLD BMCPAJPAJ | 212.91 | EA | 1
XL400 | United States | USD | WELD METAL,ALLOY,F20,EXOL | 117.51 | EA | 4
550380 | United States | USD | BUSBAR,PUNCH,1,75 M DPCB | 2026.79 | EA | 2
EL36P9EG | United States | USD | COUPLER,LENTON POSITION, | 123.45 | EA | 1
LPA501 | United States | USD | SPLICE,AL,STAMPED,CABLE, | 7.95 | EA | 1
EGBA14248GG | United States | USD | BAR,GRD BUS,1/4 X 2 X 48 | 363 | EA | 1
LPA34512 | United States | USD | BASE,AL,CAST,RIDGE, | 41.82 | EA | 1
LPC226ST | United States | USD | POINT,CU,BLUNT,1/2IN X | 123.31 | EA | 1
EL40D6 | United States | USD | COUPLER,LENTON TERMINATOR | 44.9 | EA | 1
534035RW02 | United States | USD | FLEXIBAR,ADV,8X40X1MM,RW, | 117.07 | EA | 10
EGGBC14424QQS2 | United States | USD | BUSBAR,GRD,STL,1/4X4X24, | 282.42 | EA | 1
TSF20A120V | Europe | USD | FILTER, SURGE, 1PH, 120VA | 452.94 | EA | 1
GYE18Y5 | United States | USD | MOLD,CABLE TO GRD ROD,VER | 596.26 | EA | 1
VGCY2 | Europe | USD | MOLD VGCY2 | 212.91 | EA | 1
RRC522V | United States | USD | MOLD,CABLE TO REBAR,HORZ | 212.91 | EA | 1
VNC1TRH | United States | USD | MOLD,CABLE TO VERT STL,HO | 212.91 | EA | 1
LPA226 | United States | USD | POINT,AL,1/2 X 30IN | 28.73 | EA | 1
534018ABB03 | United States | USD | FLEXIBAR,ADV,4X24X1MM,ABB | 57.47 | EA | 10
FLXPLAM0078 | United States | USD | FLEXIBAR,ADV,2X15.5X0.8 | 273.77 | EA | 1
554418B | United States | USD | BRAID,SS,LUG,50MM2,BULK | 71.68 | EA | 50
534029SI04 | United States | USD | FLEXIBAR,ADV,10X32X1MM,SI | 186.8 | EA | 10
CAVST1LA | United States | USD | MOLD,CABLE TO VERT STL,45 | 207.39 | EA | 1
RTC53Y5 | United States | USD | MOLD,CABLE TO REBAR,HORZ | 212.91 | EA | 1
PB10LAS6EE | United States | USD | MOLD,CABLE TO BUS/LUG,HOR | 153.72 | EA | 1
GYR181H | United States | USD | MOLD,CABLE TO GRD ROD,VER | 289.29 | EA | 1
GYE188N | United States | USD | MOLD,CABLE TO GRD ROD,VER | 596.26 | EA | 1
534042RW06 | United States | USD | FLEXIBAR,ADV,10X50X1MM,RW | 330.19 | EA | 10
TACY7Y5 | Europe | USD | MOLD TACY7Y5 | 212.91 | EA | 1
PCC2C1G | United States | USD | MOLD,CABLE, HORZ TAP PARA | 212.91 | EA | 1
PHR1H1H | United States | USD | MOLD,CABLE, VERT THRU PAR | 289.29 | EA | 1
RBW3998 | United States | USD | ADAPTER,SPEED SLEEVE,#8 | 4.41 | EA | 1
SBB2721CS72 | Asia | USD | SHUNT,BASE,HARD | 110.93 | EA | 1
LPG36258 | Asia | USD | BRACE,ADHESIVE MOUNT,TRIPOD,5/8IN PTS 24 | 147.05 | EA | 1
ERICORE075U | United States | USD | DOWNCONDUCTOR,LIGHTNING, | 9839.18 | EA | 1
554770 | Asia | USD | SLEEVE POLYAMIDE PDBS 12B | 1.72 | MT | 1
LPC225 | Asia | USD | POINT,CU,1/2IN X 24IN,NICKEL PLATED | 95.32 | EA | 0
GYR182LW | United States | USD | MOLD,CABLE TO GRD ROD,VER | 349.77 | EA | 1
534018GE07 | United States | USD | FLEXIBAR,ADV,4X24X1MM,GE, | 122.3 | EA | 10
TAC4Y9E | United States | USD | MOLD,CABLE, HORZ TEE | 212.91 | EA | 1
LK311A | United States | USD | GROMMET,RUBBER,#11 FORM M | 23.64 | EA | 0
508180 | Asia | USD | FleXbus HCBC Plate, 50 mm x 32 mm | 48.55 | EA | 1
TCR2L1L | United States | USD | MOLD,CABLE,VERT TEE HORZ | 289.29 | EA | 1
RBWS1481K | United States | USD | BASIN,POURING,#18 TO #14 | 352.64 | EA | 1
RBB992JA | United States | USD | SLEEVE,CADWELD,#9 B-SERIE | 109.6 | EA | 1
SB20175B | United States | USD | BOND,JOINT,5/16 TAB | 7.29 | EA | 20
LPA103IN405 | United States | USD | CABLE,AL,SMOOTH WEAVE, | 3.52 | EA | 1
TAC2Q2C | Europe | USD | MOLD TAC2Q2C | 212.91 | EA | 1
XBV3Q9FW | United States | USD | MOLD,CABLE,HORZ X LAPPED | 1015.7 | EA | 1
EL43TA12 | United States | USD | COUPLER,LENTON,A12,#14, | 75.7 | EA | 1
EGBA14424QQ | United States | USD | BAR,GRD BUS,1/4 X 4 X 24 | 282 | EA | 1
B2700A2C1WH | United States | USD | TERMINAL,BLOCK KIT, | 41.24 | EA | 1
VBC1K | Europe | USD | MOLD,#4 SOL TO VERTICAL | 212.91 | EA | 1
LPA5962 | United States | USD | CLAMP,PIPE,U-BOLT | 41.82 | EA | 1
B2172Q12 | United States | USD | LUG,BOND,3/16 X 1 LUG, | 87.23 | EA | 1
PTD3Q3QW | United States | USD | MOLD,CABLE,HORZ THRU PARA | 491.7 | EA | 1
A927P025 | Europe | USD | SCREW,SHEET METAL,#10 X 1 | 0.38 | EA | 1
LPS242 | United States | USD | POINT,SS,5/8IN X 12IN | 67.06 | EA | 1
LPA806 | United States | USD | STRAP,AL,CABLE,5/8IN WIDE | 1.51 | EA | 1
VVR2QV6W | United States | USD | MOLD,CABLE TO VERT STL, | 309.45 | EA | 1
GYE183A | United States | USD | MOLD,CABLE TO GRD ROD,VER | 596.26 | EA | 1
PGCY3Y3 | United States | USD | MOLD,CABLE, HORZ THRU PAR | 212.91 | EA | 1
EL32A2MGWICP | United States | USD | COUPLER,LENTON STANDARD,# | 73 | EA | 1
534438 | United States | USD | IBSB ADV 185-630-10-12 | 105.46 | EA | 2
LPA513 | United States | USD | SPLICE,AL,CABLE,STRAIGHT | 22.76 | EA | 1
LPC28058F | United States | USD | ADAPTER,CU,5/8IN,FEMALE | 14.88 | EA | 1
SSPD2P1M550 | Europe | USD | SSPD, TWO PHASE, SINGLE M | 375.51 | EA | 1
SES320B240V | United States | USD | SES, 320KA, BASIC, 240V | 1163.82 | EA | 1
EGBC14106EE | United States | USD | BUSBAR,GRD,CU,1/4X1X6,EE, | 30 | EA | 1
EL12SAECF | United States | USD | COUPLER,LENTON,SA,#4,EPOX | 24.18 | EA | 1
PTC2B2G | United States | USD | MOLD,CABLE,HORZ THRU PARA | 212.91 | EA | 1
A811C20F55 | United States | USD | STRIP,CU,20GA X 3 IN,55FT | 513.27 | EA | 1
LJC1H003 | United States | USD | MOLD,CABLE TO BUS/LUG,HOR | 212.91 | EA | 1
EL43T36A2ES | United States | USD | COUPLER,LENTON STANDARD,# | 125.08 | EA | 1
GPECEAH0241L024 | United States | USD | ELECTRODE,GRD PLATE,1/32X | 213.2 | EA | 1
534023L3M | United States | USD | FLEXIBAR,ADV,2X32X1MM,3M | 152.24 | EA | 1
TACY4Y2 | United States | USD | MOLD,CABLE,HORZ TEE | 212.91 | EA | 1
M24 | Asia | USD | CADDY, BEAM CLIP | 169.99 | EA | 0
PBB103EG45002 | United States | USD | LUG,2 HOLE ANGLED,LA,CU | 150.05 | EA | 0
A927F181 | United States | USD | BOLT,HEX HEAD,1/4-20 X 1 | 0.76 | EA | 1
VBC2CV21C | United States | USD | MOLD,CABLE TO VERT STL,VE | 212.91 | EA | 1
LPC517L | United States | USD | SPLICE,CU,CAST,CABLE,UNIV | 37.9 | EA | 1
TGBA12L06PT | Europe | USD | BAR ASSY,GRD BUS,1/4X2X12 | 126 | EA | 1
ZCCSS20 | United States | USD | MOLD,CABLE,NO BUILD-UP | 212.91 | EA | 1
560020 | United States | USD | PUMP,HYD,FLEXIBAR PUNCH | 3004.78 | EA | 0
EGBA14212BBT | United States | USD | BAR,GRD BUS,1/4 X 2 X 12, | 126 | EA | 1
SBA258A1CD2BSS | United States | USD | CLIP,RETAINER,TRACKCIRCUI | 19.27 | EA | 50
615803 | Asia | USD | ROD,GRD,5/8X10,CU BONDED | 55.86 | EA | 5
SB02SC66001 | United States | USD | MOLD,CABLE,HORZ SPLICE SI | 105.62 | EA | 1
RRH552V | United States | USD | MOLD,CABLE TO REBAR,HORZ | 373.05 | EA | 1
CAVTP1L | United States | USD | MOLD,CABLE TO VERT STL,HO | 233.95 | EA | 1
EL16S4 | United States | USD | COUPLER,LENTON,STRAIGHT, | 35.38 | EA | 1
LJC1L002 | United States | USD | MOLD,CABLE TO BUS/LUG,HOR | 212.91 | EA | 1
LPC136CTO | United States | USD | CABLE,CU,CONCENTRIC,37 | 12.78 | EA | 1
TAC8C1V | United States | USD | MOLD,CABLE,HORZ TEE | 212.91 | EA | 1
LPC441 | United States | USD | SPLICE,CU,BARE,PARALLEL | 78.15 | EA | 1
XL32 | United States | USD | WELD METAL,ALLOY,F20,EXOL | 56.37 | EA | 4
VVR2V | United States | USD | MOLD,CABLE TO VERT STL,VE | 289.29 | EA | 1
PCC2Q1T | United States | USD | MOLD,CABLE, HORZ TAP PARA | 212.91 | EA | 1
S1V24 | United States | USD | MOLD,HV CABLE SPLICE,HORZ | 521.96 | EA | 1
SBA136104B005 | United States | USD | CLIP ASSY,RAIL,A=8.50, C= | 49.1 | EA | 20
SSC9J3A | United States | USD | MOLD,CABLE,HORZ SPLICE | 212.91 | EA | 1
505655 | United States | USD | BUSBAR,SPECIAL,C11000 CU, | 107.36 | EA | 1
TACSF2G | United States | USD | MOLD,CABLE,HORZ TEE | 212.91 | EA | 1
EL3225P9 | United States | USD | COUPLER,LENTON POSITION,# | 120.27 | EA | 1
GDR149A | United States | USD | MOLD,CABLE TO GRD ROD,VER | 289.29 | EA | 1
TDSGAU14 | United States | USD | BAR ASSY,GRD BUS, | 262.91 | EA | 1
557970 | United States | USD | RAIL,DIN,SUPPORT,IRS 5 AN | 1.64 | EA | 50
CAVHT1K6 | United States | USD | MOLD,CABLE TO VERT CAST I | 207.39 | EA | 1
GPR182G | United States | USD | MOLD,CABLE TO GRD ROD, | 289.29 | EA | 1
GFC16Y5 | United States | USD | MOLD,CABLE TO GRD ROD,HOR | 212.91 | EA | 1
HDVBC2Q | United States | USD | MOLD,CABLE TO VERT STL,VE | 212.91 | EA | 1
TSM0075GR | United States | USD | STRUT,PIPE,CLAMP 5/8IN CT | 9.92 | EA | 100
ECRV102Q4UB | United States | USD | GROUND ROD,ASSY,10 FT,VER | 1253.71 | EA | 1
LPC30412 | United States | USD | PLATE,STAMPED,AIR TERMINA | 40.59 | EA | 1
LPC241B | Asia | USD | POINT,CU,BARE,5/8IN X 10IN | 37.4 | EA | 1
BMCPAMCAJ | United States | USD | MOLD,BUS BAR,HORZ TEE BAR | 212.91 | EA | 1
HDVBC2C | United States | USD | MOLD,CABLE TO VERT STL,HO | 212.91 | EA | 1
S1V40M | United States | USD | MOLD,HV CABLE SPLICE,HORZ | 935.06 | EA | 1
615900P | United States | USD | ROD,GRD,5/8FX3M,CU BONDED | 49.92 | EA | 100
PB10SS2S | Asia | USD | MOLD,120MM2 RPLY TO 120MM2 RPLY,SS | 153.72 | EA | 1
T319 | United States | USD | BAR,GALV,1/3 POUND | 63.1 | EA | 1
SBS898 | United States | USD | MOLD,WELDER BOND,T6 | 85.98 | EA | 1
EL2016A2ES | United States | USD | COUPLER,LENTON TRANSITION | 38.91 | EA | 1
559145 | Asia | USD | MANUAL FLEXIBAR BENDING TOOL | 1750.1 | EA | 1
PGC2Q2Q | United States | USD | MOLD,CABLE,HORZ THRU PARA | 212.91 | EA | 1
XBK4Y4L | United States | USD | MOLD,CABLE,HORZ X LAPPED | 966.13 | EA | 1
GPECNDK024 | United States | USD | ELECTRODE,GRD PLATE,1/8 X | 630.17 | EA | 1
LPC280L38F | United States | USD | ADAPTER,CU,3/8IN,FEMALE | 26.76 | EA | 1
BMDPAMPAM | United States | USD | MOLD,BUS BAR,HORZ TEE BAR | 451.38 | EA | 1
613400LP | United States | USD | GR ROD, PTD, CU-BOND, NOM | 68.83 | EA | 1
LPCC348NC4 | Europe | USD | COPPERCLAD AIR TERMINAL 3 | 185.3 | EA | 1
PQDS1000S120 | United States | USD | PQDS-1-1P-120V, FSPS1000S | 743.82 | EA | 1
B2700HC48T | United States | USD | STRIP,BUS,ASSY,48 LG,TINN | 78.83 | EA | 1
PB99HW003M | United States | USD | MOLD,CABLE TO RAIL, HORZ | 469.21 | EA | 1
534050L3M | United States | USD | FLEXIBAR,ADV,5X80X1MM,3M | 894.68 | EA | 1
534010ABB20 | United States | USD | FLEXIBAR,ADV,2X20X1MM,ABB | 141.89 | EA | 1
534011TR06 | United States | USD | FLEXIBAR,ADV,3X20X1,TR | 26.21 | EA | 1
S1V44 | United States | USD | MOLD,HV CABLE SPLICE,HORZ | 443.8 | EA | 1
503400 | United States | USD | BRAID,ROUND,RTCBI 15-10 | 18.97 | MR | 1
VVR9FV4W | United States | USD | MOLD,CABLE TO VERT STL,VE | 309.45 | EA | 1
PLUSCU2L6 | Europe | USD | CADWELD PLUS CONTROL UNIT | 344.98 | EA | 1
534010LAM04 | United States | USD | FLEXIBAR,ADV,2X20X1MM,LAM | 192.6 | EA | 10
PBW33S12WSB | United States | USD | BOND,STUB END WEB,500 RLA | 26.58 | EA | 0
DT215020R | United States | USD | TYPE 2, 150V, 2 0 | 186.02 | EA | 1
559660 | United States | USD | INS,1-1/2,3/8-16 X 3/8 | 2.67 | EA | 25
EL2822P9 | United States | USD | COUPLER,LENTON TRANSITION | 112.33 | EA | 1
ERICORE019U | United States | USD | DOWNCONDUCTOR,LIGHTNING, | 2492.6 | EA | 1
534038MJP03 | United States | USD | FLEXIBAR,ADV,4X50X1MM,MJP | 237.38 | EA | 10
TAC2L1V | United States | USD | MOLD,CABLE,HORZ TEE | 212.91 | EA | 1
VNC2QRH | United States | USD | MOLD,CABLE TO VERT STL,HO | 212.91 | EA | 1
EL32SA | United States | USD | COUPLER,LENTON,SA,#10 | 42.12 | EA | 1
EGBA14348NN | United States | USD | BAR,GRD BUS,1/4 X 3 X 48 | 459 | EA | 1
TAC3A9G | United States | USD | MOLD,CABLE,HORZ TEE | 212.91 | EA | 1
611360 | Europe | USD | EARTH ROD,CU BOND,POINTED | 27.88 | EA | 5
DT248030R | Europe | USD | DIVERTER,TYPE 2, 480V, 30 | 186.59 | EA | 1
CAVHP1V | United States | USD | MOLD,CABLE TO VERT CAST | 233.95 | EA | 1
534057 | United States | USD | FLEX ADV2MTC 8X100X1 | 1080.09 | EA | 1
XLSCB7501A | United States | USD | WELD,METAL,ALLOY F80 EXOL | 148.86 | EA | 1
534024RES02 | United States | USD | FLEXIBAR,ADV,3X32X1MM,RES | 119.93 | EA | 10
SPDC100120/208 | United States | USD | PROTECTOR,SURGE,TDX100C,3 | 1760.45 | EA | 1
DT2300M | Europe | USD | MODULE, TYPE 2, 300V | 54.57 | EA | 1
RB334SC | United States | USD | SLEEVE,CAPLUG, | 0.51 | EA | 0
815700 | United States | USD | GROUND ROD,POINTED,GALV,5 | 108.09 | EA | 5
PB80TA6H4Y | United States | USD | MOLD,CABLE,HORZ TEE | 697.55 | EA | 1
EGBA14248JJ | United States | USD | BAR,GRD BUS,1/4 X 2 X 48 | 363 | EA | 1
CGCCG | United States | USD | MOLD,BUS TO HORZ STL,TAP | 212.91 | EA | 1
SIMBASE2840316 | Europe | USD | SI MAST SQUARE BASE, 316 | 358.06 | EA | 1
CPC16EAJ | United States | USD | MOLD,BUS TO GRD ROD,VERT | 198.99 | EA | 1
HFC2Q | United States | USD | MOLD,CABLE TO 45DEG STL,V | 212.91 | EA | 1
SBGT1162G | United States | USD | ONE-SHOT,CABLE TO GRD ROD | 18.24 | EA | 6
PBB103EK08 | United States | USD | PLATE,IMPD BOND ADAPTER, | 48.99 | EA | 5
GRC332V | United States | USD | MOLD,CABLE TO GRD ROD,VER | 212.91 | EA | 1
EGBA14624CC | United States | USD | BAR,GRD BUS,1/4 X 6 X 24, | 368.91 | EA | 1
RBW332 | United States | USD | FRAME,HORZ,SIDE FILL | 460.64 | EA | 1
EL20A2WCP | United States | USD | COUPLER,LENTON STANDARD,# | 18.51 | EA | 1
XLSSC1T | United States | USD | MOLD,CABLE,HORZ SPLICE | 252.73 | EA | 1
LPC207ST | United States | USD | POINT,CU,BLUNT,3/8IN X | 279.43 | EA | 1
EL25P14LSP01Q | United States | USD | COUPLER,LENTON,SPECIAL, | 98 | EA | 1
PTCY7Y5 | United States | USD | MOLD,CABLE,HORZ THRU PARA | 212.91 | EA | 1
SPDM100240D | United States | USD | PQI, TDX100M240D | 2762.2 | EA | 1
TAD4L4Y | United States | USD | MOLD,CABLE,HORZ TEE | 451.38 | EA | 1
T416B | Europe | USD | HIGH DENSITY POLYETHYLENE | 61.93 | EA | 1
SBB2721LS480 | United States | USD | SHUNT,BASE,HARD,3/16,ORG | 345.99 | EA | 1
XB4Y7Y7 | United States | USD | MOLD,CABLE,HORZ X LAPPED | 761.69 | EA | 1
HSC3AW | United States | USD | MOLD,CABLE TO HORZ STL,HO | 233.07 | EA | 1
PB1250PLUSF80 | United States | USD | CADWELD PLUS,#1250,F80 | 88.2 | EA | 5
534508 | Asia | USD | IBS ADV 50-330-10 | 17 | EA | 10
GTCP150Y5 | Europe | USD | MOLD GTCP150Y5 | 212.91 | EA | 1
MBB13 | Europe | USD | MOLD,BLANK,150200 C PRICE | 153.55 | EA | 1
UTB60SP | Asia | USD | UTB, 1PAIR, PLUGABLE, 60V, 2A, 20kA | 149.48 | EA | 1
CA45PLUSF33 | Asia | USD | CADWELD PLUS,#45,F33,GREEN-LT BLUE RING | 10.66 | EA | 20
EGBC14212BFT | United States | USD | BUSBAR,GRD,CU,1/4X2X12IN, | 108 | EA | 1
555194 | United States | USD | BRAID,CU,TINNED,CUSTOM, | 118.46 | EA | 1
PB10SS2W4H | United States | USD | MOLD,CABLE,HORZ SPLICE | 153.72 | EA | 1
A927F200 | United States | USD | BOLT,HEX HEAD,1/2-13 X 1- | 5.9 | EA | 1
TAC3D2G | United States | USD | MOLD,CABLE, HORZ TEE | 212.91 | EA | 1
SB20128B | United States | USD | BOND,CADWELD HF,3/16X7 1/ | 5.79 | EA | 20
GYR182Q | Europe | USD | MOLD GYR182Q | 289.29 | EA | 1
GNT141G001M | United States | USD | MOLD,CABLE TO GRD ROD,VER | 207.39 | EA | 1
CNC16CAJ | United States | USD | MOLD,BUS TO GRD ROD,VERT | 212.91 | EA | 1
285102 | United States | USD | KIT,FLEXIBAR,ADV,EATON | 123.72 | EA | 10
TAC2P9G | United States | USD | MOLD,CABLE,HORZ TEE | 212.91 | EA | 1
RJC52Y4 | United States | USD | MOLD,CABLE TO REBAR,VERT | 212.91 | EA | 1
HSC2G1.50 | United States | USD | MOLD,CABLE TO HORZ STL,HO | 212.91 | EA | 1
COMPOKITVGPY1 | United States | USD | COMPOKIT VGP Y1 FOR CABLE | 466.54 | EA | 1
534058GE03A | United States | USD | FLEXIBAR,ADV,10X100X1,GE | 943.55 | EA | 1
PTC2B1T | United States | USD | MOLD,CABLE,HORZ THRU PARA | 212.91 | EA | 1
RCPY2M | United States | USD | MOLD,CABLE TO REBAR,VERT | 234 | EA | 1
B121CE | Asia | USD | LUG,CU,1/8 X 1 W/1-9/16 HOLE, TYPE GL | 6.98 | EA | 0
SBPMJS12B | United States | USD | BOND,MULTI-PURPOSE,3/16IN | 7.12 | EA | 1
534041STB04 | United States | USD | FLEXIBAR,ADV,8X50X1,STB | 308.71 | EA | 10
FJ2G12 | United States | USD | JUMPER,SWAGED,2/0 CONC 12 | 33.54 | EA | 1
RTBN130M | Asia | USD | RAIL TRANSIENT BARRIER, 130 V, MODULE | 78.07 | EA | 1
CAPTT.1351E | United States | USD | MOLD,CABLE, HORZ THRU PAR | 233.95 | EA | 1
554460 | Asia | USD | SLEEVE, GREY PDBS 10G | 1.19 | MT | 100
ECRV102Q10UB | United States | USD | GROUND ROD,ASSY,10 FT,VER | 827.74 | EA | 0
635850 | United States | USD | ROD,GRD,5/8X5,SEC,CU BOND | 28.08 | EA | 5
EGBA14636CC | United States | USD | BAR,ASSY,GRD BUS,1/4 X 6 | 576 | EA | 1
RBWS22774 | United States | USD | CRUCIBLE,GRAPHITE,4 IN | 301.78 | EA | 1
PQD2772PA | United States | USD | TDS1502BR277A | 531.46 | EA | 1
EL22SACF | United States | USD | COUPLER,LENTON,#7,CLIPPED | 22.91 | EA | 1
LPA5964 | United States | USD | CLAMP,PIPE,U-BOLT | 55.75 | EA | 1
LPA55138 | United States | USD | LUG,AL,CAST,BONDING,3/8IN | 23.81 | EA | 1
RTC53Y3 | United States | USD | MOLD,CABLE TO REBAR,HORZ | 212.91 | EA | 1
SPDM100480D | United States | USD | PQI, TDX100M480D | 2762.2 | EA | 1
TAC1T3D | United States | USD | MOLD,CABLE,HORZ TEE | 212.91 | EA | 1
551260 | United States | USD | PROTEC.SCR. 1000X250X3MM | 18.33 | EA | 1
LPC34738 | United States | USD | BASE,CU,CAST,HALF SADDLE, | 69.69 | EA | 1
FLXPLAM0106 | United States | USD | FLEXIBAR,ADV,3X9X0.8MM, | 152.52 | EA | 1
EL16D6ES | United States | USD | COUPLER,LENTON TERMINATOR | 14.48 | EA | 1
TAC3Q3QL | United States | USD | MOLD,CABLE,HORZ TEE | 212.91 | EA | 1
EGBA14312BBT | United States | USD | BAR,GRD BUS,1/4 X 3 X 12 | 150 | EA | 1
RBC2L9Q | United States | USD | MOLD,GRD ROD TO RECEPTACL | 212.91 | EA | 1
569208 | United States | USD | DISTRI. BLOCK UDF12C800AL | 96.43 | EA | 1
B403 | United States | USD | FRAME ASSY,3RD RAIL SPLIC | 232.08 | EA | 1
LPS46234 | United States | USD | JUMPER,SS,EYE LUG TO | 402.07 | EA | 1
PTC8D8D | United States | USD | MOLD,CABLE, HORZ THRU PAR | 212.91 | EA | 1
EL36S3P82400 | United States | USD | COUPLER,LENTON,POSITION, | 335.04 | EA | 1
TACT1 | United States | USD | MOLD,CABLE,HORZ TEE | 212.91 | EA | 1
545805 | United States | USD | PUNCH,TOOL,9M | 194.12 | EA | 1
PCC3Q3Q | United States | USD | MOLD,CABLE, HORZ TAP PARA | 212.91 | EA | 1
LPC809L | Europe | USD | HOLDER,CU,CAST,CABLE | 31.87 | EA | 1
RBM2750125F | United States | USD | FITTING,CADWELD,#10 END A | 214.13 | EA | 1
GTC339B | United States | USD | MOLD,CABLE TO GRD ROD,VER | 212.91 | EA | 1
B2614A | United States | USD | CLAMP,ASSY,STATIC GRD,2 1 | 204.95 | EA | 0
TAC2G3D | United States | USD | MOLD,CABLE,HORZ TEE | 212.91 | EA | 1
NCR181H | United States | USD | MOLD,CABLE TO GRD ROD,HOR | 289.29 | EA | 1
ER11000SS | United States | USD | 7204,STEEL,STAINLESS 1M - | 891.32 | EA | 1
SB20136CWPW2 | United States | USD | BOND KIT, JOINT HEAD,3/16 | 12.86 | EA | 60
556690 | United States | USD | BRAID,PREFAB,200X23X1.5MM | 6.36 | EA | 10
563990 | United States | USD | BLOCK,4,POLE DISTRIBUTION | 149.44 | EA | 1
SX40SS009 | United States | USD | MOLD,CABLE,HORZ SPLICE | 966.13 | EA | 1
534057PSC08 | United States | USD | FLEXIBAR,ADV,8X100X1,PSC | 136 | EA | 1
B806A01 | United States | USD | ASSY,TEMPLATE,MOLD,LOCATO | 7.53 | EA | 0
635850KPLC | United States | USD | GROUND ROD, 5/8"X1.5METER | 21.06 | EA | 5
SBRT360001004 | United States | USD | TOOL,STRIP,3/16X4,6SOLX11 | 296.7 | EA | 1
B540C858 | United States | USD | BUSBAR,GRD,1/4X1.25X756MM | 81.57 | EA | 1
PB10GT182J | United States | USD | MOLD,CABLE TO GRD ROD,VER | 208.86 | EA | 1
ESBP350 | Europe | USD | CONNECTOR,SPLIT BOLT,DUAL | 25.24 | EA | 25
ENCEEEE | United States | USD | MOLD,BUS BAR,HORZ ELL BAR | 212.91 | EA | 1
GTP181K | United States | USD | MOLD,CABLE TO GRD ROD,VER | 233.95 | EA | 1
CAHEA1G4 | United States | USD | MOLD,CABLE,TO HORZ CAST I | 129.72 | EA | 1
EGBA14412EC | United States | USD | BAR,GRD BUS,1/4 X 2 X 12 | 150 | EA | 1
534053RW07 | United States | USD | FLEXIBAR,ADV,10X80X1MM,RW | 718.32 | EA | 10
XAC2Q2P | United States | USD | MOLD,CABLE,HORZ X SAME PL | 212.91 | EA | 1
CAVSTW3 | Europe | USD | MOLD CAVSTW3 | 207.39 | EA | 1
B532D2Q72 | United States | USD | JUMPER,ASSY,4/0 CONC 72 | 199.22 | EA | 1
TACY8Y9 | United States | USD | MOLD,CABLE,HORZ TEE | 212.91 | EA | 1
GTC161Y | United States | USD | MOLD,CABLE TO GRD ROD,VER | 212.91 | EA | 1
558490 | United States | USD | KIT,CONTACT,HARDWARE,M12X | 2.85 | EA | 100
TACY5Y6 | United States | USD | MOLD,CABLE,HORZ TEE | 212.91 | EA | 1
HAA1V162C | United States | USD | MOLD,CABLE TO HORZ STL,HO | 129.72 | EA | 1
CAA817A24 | United States | USD | BOND,STRAP,JUMPER,CU,1/16 | 17.24 | EA | 1
ERICORE012T | United States | USD | DOWNCONDUCTOR,LIGHTNING, | 2834.5 | EA | 1
B540A12660A | United States | USD | COVER,BUSBAR,1/2X6X60, | 271.46 | EA | 0
RBTSB12042F | United States | USD | BASIN,POURING,#11 HORZ. | 570.44 | EA | 1
GBJGR182QR1 | United States | USD | MOLD,GRD ROD TO ROD/RECEP | 882.44 | EA | 1
554101 | United States | USD | JUMPER,PRESSWELD,(62).01X | 633.6 | EA | 0
LPC139CTO | United States | USD | CABLE,CU,CONCENTRIC,61 | 29 | EA | 1
RJE562Q | United States | USD | MOLD,CABLE TO REBAR,VERT | 596.26 | EA | 1
GTC16Y4 | United States | USD | MOLD,CABLE TO GRD ROD,VER | 212.91 | EA | 1
TDX100277/480 | United States | USD | PROTECTOR,SURGE,TDX,277/4 | 1722.83 | EA | 1
534034ARZ05 | United States | USD | FLEXIBAR,ADV,6X40X1MM,ARZ | 314.81 | EA | 10
GMR181A | United States | USD | MOLD,CABLE TO GRD ROD,VER | 289.29 | EA | 1
HTCY6 | United States | USD | MOLD,CABLE TO HORZ STL,HO | 212.91 | EA | 1
PQCF160-480V-D | United States | USD | SES160F480 | 2246.82 | EA | 1
SVF4L | United States | USD | MOLD,CABLE,VERT SPLICE | 507.28 | EA | 1
GR1141LPLUS | United States | USD | ONE-SHOT,CABLE TO GRD ROD | 18.82 | EA | 6
GFCY2DBG | United States | USD | MOLD,CABLE TO GRD ROD,HOR | 212.91 | EA | 1
EL28A2NGV | United States | USD | COUPLER,LENTON,STANDARD, | 56.86 | EA | 1
TMGBA18L23P | United States | USD | BAR ASSY,GRD BUS,1/4X4X17 | 216 | EA | 1
SIM40C3316 | United States | USD | MAST 40MM DIAM X 3M, 316 | 566.2 | EA | 1
VBC1VV5C | United States | USD | MOLD,CABLE TO VERT STL, | 212.91 | EA | 1
FLXPLAM0068 | United States | USD | FLEXIBAR,ADV,2X15.5X0.8MM | 231.29 | EA | 1
548500 | Asia | USD | ISO TP 40M6 | 3.89 | EA | 25
CWP2JU | United States | USD | CLAMP,WATER PIPE,BRZ 1-1/ | 21.89 | EA | 0
EL36P9SS | United States | USD | COUPLER,LENTON POSITION, | 538.17 | EA | 1
SBRT10450110P | United States | USD | TOOL,STRIP,BUSHING PURCHA | 46.53 | EA | 1
RTC53Y5 | Europe | USD | MOLD RTC53Y5 | 212.91 | EA | 1
GPECNFK024 | United States | USD | ELECTRODE,GRD PLATE,3/8 X | 910.6 | EA | 1
NCR332G | United States | USD | MOLD,CABLE TO GRD ROD,HOR | 289.29 | EA | 1
LJCEAJY5 | United States | USD | MOLD,CABLE TO BUS/LUG,HOR | 212.91 | EA | 1
615865GAL01 | United States | USD | ROD,GRD,5/8X6,CU BONDED | 15.14 | EA | 5
PQDS3300S120 | United States | USD | PQDS-6-1P-120V, FSPS3300S | 1485.94 | EA | 1
TACY4Y5 | United States | USD | MOLD,CABLE,HORZ TEE | 212.91 | EA | 1
EPD120TDAARB | United States | USD | ERICO PROTECTION DEVICE, | 453.49 | EA | 1
534048RW24 | United States | USD | FLEXIBAR,ADV,10X63X1MM,RW | 291.44 | EA | 1
SLK2L10 | Asia | USD | SLK2 WITH HOOK, 2MM WIRE 10M LONG | 2845.3 | EA | 100
PBWX401 | United States | USD | MOLD,PAIR,CABLE,WEB BOND | 133.1 | EA | 1
6352000EG | United States | USD | SADDLE,PIPE,20 IN PIPE, | 134.13 | EA | 0
HVC33CU | United States | USD | MOLD,STUD TO VERT STL | 212.91 | EA | 1
545806 | United States | USD | DIE,TOOL,9MM | 149.62 | EA | 1
EBCPALPAL | Europe | USD | MOLD EBCPALPAL | 212.91 | EA | 1
LPC227LST | United States | USD | POINT,CU,1/2IN X 36 IN, | 115.77 | EA | 1
LPC513L | United States | USD | SPLICE,CU,CABLE,STRAIGHT | 76 | EA | 1
LPA819 | United States | USD | PIPE,BAND,AL CABLE,10IN | 36.59 | EA | 1
PSC2G | United States | USD | MOLD,CABLE,PULL SPLICE | 212.91 | EA | 1
GRC374L | United States | USD | MOLD,CABLE TO GRD ROD,VER | 212.91 | EA | 1
EL36S3P84700 | United States | USD | COUPLER,LENTON,POSITION, | 489.23 | EA | 1
VBC1Y | United States | USD | MOLD,CABLE TO VERT STL,VE | 212.91 | EA | 1
LPC30958 | United States | USD | BASE,CU,POINT,5/8IN, | 49.72 | EA | 1
EL36A2N | United States | USD | COUPLER,LENTON,SOURCED,A2 | 35.68 | EA | 1
TAC2V2V | Europe | USD | MOLD TAC2V2V | 212.91 | EA | 1
LPC626A12 | United States | USD | ADAPTER,CU,THRU-ROOF, | 86.37 | EA | 1
PQDM3333S120 | United States | USD | PQDM-12-1P-120V, FSPM3333 | 4518.89 | EA | 1
WTBLC10 | Asia | USD | WIND TURBINE BLADE LP CARD | 29.53 | EA | 10
B227A1 | United States | USD | FRAME,SUBASSY,3 X 3 IN VE | 89.32 | EA | 0
534059ABB02 | United States | USD | FLEXIBAR,ADV,12X100X1,ABB | 393.16 | EA | 24
LACS5FAK | United States | USD | MOLD,CABLE TO BUS/LUG,HOR | 212.91 | EA | 1
NCR16Y3 | Europe | USD | MOLD NCR16Y3 | 289.29 | EA | 1
SBPAJA60 | United States | USD | BOND,PLUG,S1 60 LONG | 13.21 | EA | 1
534034GE18 | United States | USD | FLEXIBAR,ADV,6X40X1MM,GE, | 200.23 | EA | 10
EL36C3J1200 | United States | USD | COUPLER,LENTON HALF,C3J, | 85.82 | EA | 1
XBC1K1K | United States | USD | MOLD,CABLE,HORZ X LAPPED | 212.91 | EA | 1
CA15S | United States | USD | WELD METAL,CU,F33 CATHODI | 6.32 | EA | 20
GRC16Y2 | Europe | USD | MOLD GRC16Y2 | 212.91 | EA | 1
ESBP4/0 | Europe | USD | CONNECTOR,SPLIT BOLT,DUAL | 16.42 | EA | 25
LPC205BST | Asia | USD | POINT,CU,BLUNT BARE,3/8INX 24IN | 28.16 | EA | 1
NCF183D | United States | USD | MOLD,CABLE TO GRD ROD,HOR | 507.28 | EA | 1
INTCPTMI16AT | Asia | USD | ADAPTER, 28MM MAST TO 16MM AIR TERMINAL | 103.23 | EA | 1
BACCAM | United States | USD | MOLD,BUS BAR,HORZ SPLICE | 212.91 | EA | 1
FLXPLAM0038 | United States | USD | FLEXIBAR,ADV,2X15.5X0.8 | 383.82 | EA | 1
SBA136136A078 | United States | USD | CLIP ASSY,RAIL,A=8.50, | 31.33 | EA | 20
GTC311T | United States | USD | MOLD,CABLE TO GRD ROD,VER | 212.91 | EA | 1
PTP1T1T | United States | USD | MOLD,CABLE, HORZ THRU | 233.95 | EA | 1
LQJEH3QM | United States | USD | MOLD,CABLE TO BUS/LUG,VER | 711.88 | EA | 1
RCE512Q | United States | USD | MOLD,CABLE TO REBAR, | 596.26 | EA | 1
560810 | United States | USD | CAP CAPN6 | 0.51 | EA | 100
LJCCAJY1 | United States | USD | MOLD,CABLE TO BUS/LUG,HOR | 212.91 | EA | 1
SSC2QE1 | United States | USD | MOLD,CABLE,HORZ SPLICE | 212.91 | EA | 1
VSC8DV3C | United States | USD | MOLD,CABLE TO VERT STL,45 | 212.91 | EA | 1
HCA1K | United States | USD | MOLD,CABLE TO HORZ STL,HO | 129.72 | EA | 1
PBW32S15WSLHB | United States | USD | BOND,WEB,STUB END W/SLV 4 | 50.07 | EA | 0
GYR339T | United States | USD | MOLD,CABLE TO HORZ,STL,HO | 289.29 | EA | 1
EL16A32K | United States | USD | COUPLER,LENTON,STANDARD, | 56.63 | EA | 1
B143B | United States | USD | PACKING,REBAR,CONN,.25 X | 2.46 | EA | 20
EL3628P9 | United States | USD | COUPLER,LENTON POSITION,# | 125.01 | EA | 1
LECW3CAJ | United States | USD | MOLD,CABLE TO BUS/LUG,HOR | 212.91 | EA | 1
LPC5962 | Europe | USD | CLAMP,PIPE,U-BOLT | 52.66 | EA | 1
545816 | United States | USD | DIE,TOOL,14MM | 149.6 | EA | 1
HDTAC4L2Q | United States | USD | MOLD,CABLE,HORZ TEE | 212.91 | EA | 1
GYR14Y6 | United States | USD | MOLD,CABLE TO GRD ROD,VER | 289.29 | EA | 1
SBTBB3348 | United States | USD | BOND,BOOTLEG,3/16 & 3/4 T | 15.94 | EA | 25
FLXPABB0028 | United States | USD | FLEXIBAR,ADV,4X80X1MM,ABB | 268.56 | EA | 1
PTC3A9H | United States | USD | MOLD,CABLE, HORZ THRU PAR | 212.91 | EA | 1
PB200 | United States | USD | WELD METAL,CADWELD RAIL P | 18.52 | EA | 10
B101DE | United States | USD | LUG,CU,3/16 X 1 W/I-9/16 | 13.38 | EA | 10
LPC2922F3M | United States | USD | ADAPTER,CU,COUPL.,1/2IN | 19.9 | EA | 1
EHL58C1V | United States | USD | CONNECTOR,COMPRESSION,CU, | 23.81 | EA | 25
558640 | United States | USD | TOOL,CRIMP,DRILL,BD16-8,5 | 188.07 | EA | 1
549630 | United States | USD | BUSBAR,CU,PCB 80X5MM,2M | 582 | EA | 2
LPA105250 | United States | USD | CABLE,LTNG,37STR X 4/0AWG | 2.87 | FT | 250
554416B | United States | USD | BRAID,SS,LUG,50MM2,BULK | 81.11 | EA | 50
534526 | Asia | USD | IBS ADV 240-330-12 | 136.62 | EA | 2
VBC1VV6 | United States | USD | MOLD,CABLE TO VERT STL,VE | 212.91 | EA | 1
RBS43835 | United States | USD | CRUCIBLE,COVER,4 & 5 IN | 92.14 | EA | 1
A809A06F50 | United States | USD | WIRE,CU,BARE,4 SOLID,SOFT | 3.78 | EA | 1
MBSA180PCB | United States | USD | PROTECTOR,SURGE,MBSA,PCB | 122.31 | EA | 1
HSP10K72 | Asia | USD | HIGH SPEED PROT,72V,8MBS,KRONE | 355.08 | EA | 1
GTCP150Y4 | United States | USD | MOLD,CABLE TO GRD ROD,VER | 212.91 | EA | 1
MBG02 | United States | USD | MOLD,BLANK,90115 C PRICE | 131.97 | EA | 1
SBGR1181GPLUS | United States | USD | ONE SHOT,#8 STR THRU #6 | 20.19 | EA | 6
RTB12N | United States | USD | RAIL TRANSIENT BARRIER, | 132.78 | EA | 1
LPC126R400M | United States | USD | CABLE,CU,ROPELAY,28 STR | 20.87 | MR | 400
SBB200XLH | United States | USD | MOLD,WEB SIGNAL BOND,25MM | 86.27 | EA | 0
EP5X6 | United States | USD | COUPLER,ANCHOR,FORMSAVER | 22.51 | EA | 1
LPP74728 | United States | USD | PROTECTOR,CABLE,U GUARD 2 | 59.54 | EA | 1
EL12A2CPP | United States | USD | CAPPLUG EL-12A2-CPP RED | 0.3 | EA | 100
EGBA38448NN | United States | USD | BAR,GRD BUS,3/8 X 4 X 48 | 603 | EA | 1
LPLC468 | United States | USD | CONNECTOR,LEAD,COVERED, | 276.57 | EA | 1
HDC58 | United States | USD | CLAMP,GRD ROD,STL BRZ,HEA | 7.57 | EA | 50
S1V56M | United States | USD | MOLD,HV CABLE SPLICE,HORZ | 243.9 | EA | 1
RTC531L | United States | USD | MOLD,CABLE TO REBAR,HORZ | 212.91 | EA | 1
RBC1076A | United States | USD | SLEEVE,CADWELD,#10 C-SERI | 51.01 | EA | 1
CARRA581E | United States | USD | MOLD,CABLE TO REBAR,HORZ | 129.72 | EA | 1
508066 | Asia | USD | FleXbus Cond., 1,810 mm?, 8,000 mm | 3073.64 | EA | 1
PBC105P | United States | USD | CLAMP,ADJUSTABLE WEB,QUIC | 327.59 | EA | 1
SBTBT21E | United States | USD | WELDER,BOND,5/16 & 1 TAB, | 523.36 | EA | 1
LPS2923F2F | United States | USD | ADAPTER,SS,COUPLING,3/8IN | 28.75 | EA | 1
XBM2G2C | United States | USD | MOLD,CABLE,HORZ X LAPPED | 649.88 | EA | 1
554301 | United States | USD | BRAID,EARTH,SS,25MM2,CPI | 18.69 | EA | 10
GYJ169K | United States | USD | MOLD,CABLE TO GRD ROD,VER | 882.44 | EA | 1
EL16BAC | United States | USD | PROTECTOR,LENTON,BREAK AW | 0.58 | EA | 100
558248 | United States | USD | BRAID,SHUNT,INSUL,25MM SQ | 38.12 | EA | 0
PB13STY2RH | Europe | USD | MOLD PB13STY2RH | 208.86 | EA | 1
613460 | United States | USD | ROD,GRD,3/4X6,CU BONDED | 47.39 | EA | 5
PBB13718 | United States | USD | SLEEVE,GRD ROD DRIVE | 203.88 | EA | 0
PB53YDW1X9 | United States | USD | MOLD,CABLE,VERT Y VERT | 366.25 | EA | 1
560840 | Asia | USD | CAP NUTS CAPB5 - M5 | 1.19 | EA | 100
RBVB17710M | United States | USD | BASIN,POURING,VERTICAL, | 975.26 | EA | 1
INTCPTADM116UN | United States | USD | ADAPTER,INTERCEPTOR,1/2BS | 107.61 | EA | 1
CAVJT1L35 | United States | USD | MOLD,CABLE TO VERT CAST | 207.39 | EA | 1
LPC050IN0050.0 | United States | USD | CONDUCTOR,CABLE,WIND TURB | 1471.36 | EA | 1
ERICORE161U | United States | USD | DOWNCONDUCTOR,LIGHTNING, | 159.44 | EA | 1
GQR312Q | United States | USD | MOLD,CABLE TO GRD ROD,VER | 289.29 | EA | 1
534001LAM10 | United States | USD | FLEXIBAR,ADV,3X9X0.8,LAM | 188.42 | EA | 10
EDT2300M | United States | USD | ENHANCED TYPE 2 MODULE, | 81.24 | EA | 1
PTC2P1V | United States | USD | MOLD,CABLE,HORZ THRU PARA | 212.91 | EA | 1
RJC542C | United States | USD | MOLD,CABLE TO REBAR,VERT | 212.91 | EA | 1
VTC2Q2 | United States | USD | MOLD,CABLE TO VERT STL,HO | 212.91 | EA | 1
VSCY4 | United States | USD | MOLD,CABLE TO VERT STL,45 | 212.91 | EA | 1
EL57TD6ES | United States | USD | COUPLER,LENTON TERMINATOR | 133.15 | EA | 1
534055L3MP | United States | USD | FLEXIBAR,BUSBAR,MTO, | 99999.99 | EA | 50
EL14CIPS | United States | USD | PROTECTOR,THREAD,INTERNAL | 0.14 | EA | 1
LPA247 | United States | USD | POINT,AL,5/8 X 36IN | 41.09 | EA | 1
PB10LBS6EF | United States | USD | MOLD,CABLE TO BUS/LUG,HOR | 153.72 | EA | 1
534118 | United States | USD | BUSBAR,FLEXIBLE,ADVANCED, | 190.06 | EA | 5
PBK15040 | United States | USD | KIT,BOND,SIGNAL,500KCM,4 | 6665.19 | EA | 1
CASST1V1H | United States | USD | MOLD,CABLE,HORZ SPLICE | 207.39 | EA | 1
VBC9FV6 | United States | USD | MOLD,CABLE TO VERT STL,VE | 212.91 | EA | 1
GRT14B1G | United States | USD | MOLD,CABLE TO GRD ROD, | 207.39 | EA | 1
534026 | United States | USD | FLEXIBAR,TINNED,ADVANCED, | 200.21 | EA | 2
560850 | United States | USD | CAP CAPB6 | 1.19 | EA | 100
RRA521H | United States | USD | MOLD,CABLE TO REBAR,HORZ | 129.72 | EA | 1
PB90PLUSF80 | Asia | USD | CADWELD PLUS,#90,F80,GREY | 12.41 | EA | 0
LPC401CTO | United States | USD | CABLE,CU,ROPELAY,28 STRA | 9.85 | EA | 1
557310 | United States | USD | BRAID,CU,TINNED, 25 M LG, | 23.09 | MR | 1
ERICORE191U | United States | USD | DOWNCONDUCTOR,LIGHTNING, | 25057.171 | EA | 1
GRC162Q | United States | USD | MOLD,CABLE TO GRD ROD,VER | 212.91 | EA | 1
XAC3A3A | United States | USD | MOLD,CABLE,HORZ LAPPED UN | 212.91 | EA | 1
RVE54Y4 | United States | USD | MOLD,CABLE TO REBAR,VERT | 596.26 | EA | 1
VSC2QV3.50 | United States | USD | MOLD,CABLE TO VERT STL,45 | 212.91 | EA | 1
SLP1RJ11 | United States | USD | PROTECTOR,DATA,SECONDARY, | 224.57 | EA | 1
LPA502 | Asia | USD | SPLICE,CABLE,STAMPED ASSEMBLY | 6.98 | EA | 1
EL36A2ESWICP | United States | USD | COUPLER,LENTON,#11 EPOXY | 77.33 | EA | 1
558593 | United States | USD | BRAID,SHUNT,INSULATED,IBS | 25 | EA | 12
534026L3M | United States | USD | FLEXIBAR,BUSBAR,MTO, | 300.32 | EA | 0
ERICORE110U | United States | USD | DOWNCONDUCTOR,LIGHTNING, | 14430.836 | EA | 1
EGBF14424RR | United States | USD | BUSBAR,GRD,CU,1/4X4X24,RR | 366 | EA | 1
PTC3A2Q | United States | USD | MOLD,CABLE, HORZ THRU PAR | 212.91 | EA | 1
FLXPAPG0004 | United States | USD | FLEXIBAR,ADV,4X80X1MM,APG | 625.344 | EA | 1
RTB130N | Asia | USD | RAIL TRANSIENT BARRIER, 130 V | 132.78 | EA | 1
EGBA14220HH | United States | USD | BAR ASSY,GRD BUS,1/4 X 2 | 158 | EA | 1
LPA246 | United States | USD | POINT,AL,5/8 X 30IN | 30.56 | EA | 1
PB10HS4T | United States | USD | MOLD,CABLE TO HORZ STL,HO | 208.86 | EA | 1
RCE521V | United States | USD | MOLD,CABLE TO REBAR,VERT | 596.26 | EA | 1
EL12P14L | United States | USD | COUPLER,LENTON,P14L,12MM, | 62.48 | EA | 1
EHL34C1K | United States | USD | CONNECTOR,COMPRESSION,CU, | 31.61 | EA | 25
GLCCES6 | United States | USD | MOLD,CABLE TO LUG,HORZ SP | 212.91 | EA | 1
GRC181LW | United States | USD | MOLD,CABLE TO GRD ROD,VER | 253.23 | EA | 1
VBCY1 | United States | USD | MOLD,CABLE TO VERT STL,VE | 212.91 | EA | 1
TAC2QS6 | United States | USD | MOLD,CABLE,HORZ TEE | 212.91 | EA | 1
EL2522A2 | United States | USD | COUPLER,LENTON STANDARD,# | 44.28 | EA | 1
613862 | United States | USD | ROD,GRD,3/8X6,2.5 MIL CU | 21.89 | EA | 100
557230 | Asia | USD | BRAID,10X1.5 TINNED COPPER | 6.3 | MT | 1
EHL58C2G | Europe | USD | HAMMERLOCK EHL58C2G | 23.81 | EA | 25
PBB136D | United States | USD | CLEANER,MOLD | 697.55 | EA | 0
GR1182G | United States | USD | ONE-SHOT,CABLE TO GRD ROD | 24.13 | EA | 6
LEC2Q009 | United States | USD | MOLD,CABLE TO BUS/LUG,HOR | 212.91 | EA | 1
SBTBJ3412 | United States | USD | BOND,JUMPER,3/16 & 1 TAB | 10.19 | EA | 25
BQCCAJCAJ | United States | USD | MOLD,BUS BAR,VERT TEE TAP | 212.91 | EA | 1
CAHCA1GA | United States | USD | MOLD,CABLE TO HORZ STL,HO | 129.72 | EA | 1
ECRH101T4UB | United States | USD | GROUND ROD,ASSY,10 FT,HOR | 1114.88 | EA | 1
RBTSB12040E | United States | USD | BASIN,POURING,#10 HORIZ | 570.44 | EA | 1
631360 | Europe | USD | EARTH ROD,CU BOND,THREAD | 29.55 | EA | 5
LPLC401CTO | United States | USD | CABLE,CU,LEAD COVERED,CON | 61.85 | EA | 1
HSC31 | United States | USD | MOLD,CABLE TO HORZ STL,HO | 212.91 | EA | 1
A929B043 | United States | USD | WASHER,LOCK,#10 STEEL | 0.09 | EA | 0
A930W008 | United States | USD | ANCHOR,EXPANSION SHIELD,1 | 6.19 | EA | 1
815850 | Asia | USD | GROUND ROD,GALV,POINTED, 5/8 IN X 5 FT | 23.79 | EA | 5
568613 | United States | USD | BUSBAR,MOUNTING,KIT | 92.78 | EA | 1
CAVSP2GA | United States | USD | MOLD,CABLE TO VERT STL,45 | 233.95 | EA | 1
559650 | United States | USD | INS,1-3/8,3/8-16 X 3/8 | 2.08 | EA | 25
LACEE1H3 | United States | USD | MOLD,CABLE TO BUS/LUG,HOR | 212.91 | EA | 1
EL16P13L | United States | USD | COUPLER,LENTON,P13L,16MM, | 112.53 | EA | 1
CSP1NMF90 | United States | USD | COAXIAL SURGE PROTECTOR, | 119.35 | EA | 1
811260UPC | United States | USD | GROUND ROD,GALV,POINTED | 23.11 | EA | 5
VSCY2 | Europe | USD | MOLD VSCY2 | 212.91 | EA | 1
EGBA12460NN | United States | USD | BAR,GRD BUS,1/2 X 4 X 60 | 1107 | EA | 1
559671 | United States | USD | INS,1-3/4,5/16-18 X 1/2 | 2.71 | EA | 25
RHC53Y7 | United States | USD | MOLD,CABLE TO REBAR,HORZ | 212.91 | EA | 1
GTCP190Y8 | United States | USD | MOLD,CABLE TO GRD ROD, | 212.91 | EA | 1
HAA1T2 | United States | USD | MOLD,CABLE TO HORZ STL,HO | 129.72 | EA | 1
PCC2G1HW | United States | USD | MOLD,CABLE, HORZ TAP PARA | 253.23 | EA | 1
A809A02F100 | United States | USD | WIRE,CU,SOL,BARE,#10, | 310.9 | EA | 0
PBK226 | United States | USD | MOLD,KIT,FRAME AND ASSY | 624.7 | EA | 1
561580 | Asia | USD | METAL SPACER M4 X 20 | 0.65 | EA | 100
LJC2Q004 | United States | USD | MOLD,CABLE TO BUS/LUG,HOR | 212.91 | EA | 1
615869 | United States | USD | ROD,GRD,5/8X6,CU BONDED | 70.52 | EA | 5
EL32A12 | United States | USD | COUPLER,LENTON,A12,#10 | 47.62 | EA | 1
534028L3MP | United States | USD | FLEXIBAR,BUSBAR,MTO, | 324.4 | EA | 100
534038ABB04 | United States | USD | FLEXIBAR,ADV,4X50X1MM,ABB | 59.26 | EA | 1
CAHCA2CC | United States | USD | MOLD,CABLE TO HORZ STL,HO | 129.72 | EA | 1
LPS2955F5F | United States | USD | ADAPTER,SS,COUPLING,5/8IN | 28.47 | EA | 1
545720 | United States | USD | BAR,HYDRAULIC,FLEX,WC 115 | 43219.89 | EA | 1
561150 | Asia | USD | BLOCK,SPLICE,80A 1000V CABLE-TO-CABLE | 9.65 | EA | 1
HSCY4 | United States | USD | MOLD,CABLE TO HORZ STL,HO | 212.91 | EA | 1
615880LH01 | United States | USD | ROD,GRD,5/8X8,CU BONDED | 34.23 | EA | 5
EL28SASA3900 | United States | USD | COUPLER,LENTON,SASA,DBL | 144.7 | EA | 1
HDCAHAA1K | United States | USD | MOLD,CABLE TO HORZ STL, | 212.91 | EA | 1
534008KLRK01 | United States | USD | FLEXIBAR,ADV,6X15.5X0.8, | 313.31 | EA | 10
EL57T36A2ES | United States | USD | COUPLER,LENTON STANDARD,# | 189.85 | EA | 1
NT1161GPLUS | United States | USD | ONE-SHOT,CABLE TO GRD ROD | 25.17 | EA | 6
EGBA12414BB | United States | USD | BUSBAR,GRD,CU,1/2X4X14,BB | 270 | EA | 1
B540A14838A | United States | USD | COVER,BUSBAR,1/4X8X38,CLE | 110.88 | EA | 0
EGBA14424BC | United States | USD | BAR ASSY,GRD BUS,1/4X4X24 | 282 | EA | 0
534010HDQ09 | United States | USD | FLEXIBAR,ADV,2X20X1MM,HDQ | 50.65 | EA | 1
534056RW47 | United States | USD | FLEXIBAR,ADV,6X100X1MM,RW | 385.4 | EA | 10
S1V21 | United States | USD | MOLD,HV CABLE SPLICE,HORZ | 505.31 | EA | 1
GPR182Q | United States | USD | MOLD,CABLE TO GRD ROD,VER | 289.29 | EA | 1
B570A12 | United States | USD | JUMPER,FLEX,GRD,BRZ,3/16, | 6.78 | EA | 1
LPC126R250 | United States | USD | CABLE,CU,ROPELAY,28 STR | 8.05 | FT | 250
RJE562V | United States | USD | MOLD,CABLE TO REBAR,VERT | 596.26 | EA | 1
EPD100HZ120240V | United States | USD | ERICO PROTECTION DEVICE, | 1346.96 | EA | 1
GFCP120Y4 | Europe | USD | MOLD GFCP120Y4 | 212.91 | EA | 1
GTC223D | United States | USD | MOLD,CABLE TO GRD ROD,VER | 212.91 | EA | 1
A929B042 | United States | USD | WASHER,LOCK,3/8 SS18-8 | 4.49 | EA | 0
MBA24CCL | United States | USD | MOLD,BLANK,3 X 4 X 7 1/2 | 768.32 | EA | 1
PCC1T2G | United States | USD | MOLD,CABLE HORZ TAP PARAL | 212.91 | EA | 1
B121CE | United States | USD | LUG,CU,1/8 X 1 W/1-9/16 H | 6.98 | EA | 20
RDH58Y4 | United States | USD | MOLD,CABLE TO REBAR,HORZ | 373.05 | EA | 1
PTC4L2G | United States | USD | MOLD,CABLE,HORZ THRU PARA | 212.91 | EA | 1
GRT311K | United States | USD | MOLD,CABLE TO GRD ROD,VER | 207.39 | EA | 1
VBCS7V2.5W | United States | USD | MOLD,CABLE TO VERT STL,VE | 233.07 | EA | 1
GTC169G | United States | USD | MOLD,CABLE TO GRD ROD,VER | 212.91 | EA | 1
LQJEH2L | United States | USD | MOLD,CABLE TO BUS/LUG, | 882.44 | EA | 1
DT1M27531R | Europe | USD | TYPE 1, 25 KA, 3 1 R | 1097.78 | EA | 1
534114 | United States | USD | BUSBAR,FLEXIBLE,ADVANCED, | 237.02 | EA | 5
ECB14560 | United States | USD | BUSBAR,GRD,CU,1/4X5X60IN, | 283.53 | EA | 1
505634 | United States | USD | BUSBAR,SPECIAL,.25X1.5X4. | 13.75 | EA | 1
PTCY4Y3 | Europe | USD | MOLD PTCY4Y3 | 212.91 | EA | 1
MBA60 | United States | USD | MOLD,BLANK,150200 C PRICE | 205.96 | EA | 1
PTD3A3Q | United States | USD | MOLD,CABLE, HORZ THRU PAR | 451.38 | EA | 1
PCT1V1G | United States | USD | MOLD,CABLE,HORZ TAP PARAL | 207.39 | EA | 1
534040PY03 | United States | USD | FLEXIBAR,ADV,6X50X1MM,PY, | 225.57 | EA | 1
554374 | Asia | USD | CPI 70-600-12 | 40.52 | EA | 1
DT275M | Asia | USD | Type 2 Module, 75V | 60.1 | EA | 0
LWCEG2Q | United States | USD | MOLD,CABLE TO BUS,PARALLE | 212.91 | EA | 1
A800A02 | United States | USD | CABLE,CU,BARE,#2 CONC,7 S | 0.24 | EA | 0
TACY5Y1 | United States | USD | MOLD,CABLE,HORZ TEE | 212.91 | EA | 1
GRT161KM | United States | USD | MOLD,CABLE TO GRD ROD,VER | 139.13 | EA | 1
PB13ST3Q171CRRH | United States | USD | MOLD,CABLE TO RAIL,HORZ T | 208.86 | EA | 1
RTC52Y6 | United States | USD | MOLD,CABLE TO REBAR,HORZ | 212.91 | EA | 1
B861E1 | United States | USD | CLAMP,BRACKET,HEAD OF RAI | 10.89 | EA | 1
FLXPVE0001 | United States | USD | FLEXIBAR,ADV,10X120X1,VE, | 298.55 | EA | 50
XLB301SS | United States | USD | BAFFLE,EXOLON,REBAR | 4834.96 | EA | 1
534504 | Asia | USD | IBS ADV 25-630-8-10 | 17.99 | EA | 10
HSCY5 | Europe | USD | MOLD HSCY5 | 212.91 | EA | 1
PTC2Q3A | United States | USD | MOLD,CABLE,HORZ THRU PARA | 212.91 | EA | 1
SBC105R | United States | USD | CLAMP,QUICK GRIP ADJ CLAM | 362.63 | EA | 1
GC065 | Asia | USD | CLAMP, GROUND ROD 5/8-3/4 2/0 SOL-250 MC | 37.26 | EA | 200
683412S | United States | USD | ROD,GROUND ROD,12 FT,SS | 597.36 | EA | 5
EL43TSASA1200 | United States | USD | COUPLER,LENTON,SASA,DBL | 159.65 | EA | 1
RBT1418101HA | United States | USD | SLEEVE,CADWELD,#14/#18 T- | 241.15 | EA | 1
LK12 | United States | USD | COUPLER,LENTON INTERLOK, | 155.88 | EA | 1
ECLC250S12 | United States | USD | LUG,COMPRESSION,CU,SHORT | 12.24 | EA | 1
EGBA14612BF | United States | USD | BAR,GRD BUS,1/4 X 6 X 12 | 216 | EA | 1
CAVHT1G16 | United States | USD | MOLD,CABLE TO VERT CAST I | 207.39 | EA | 1
561660 | United States | USD | METAL SPACER M5 X 15 | 0.81 | EA | 50
534034ARZ28 | United States | USD | FLEXIBAR,ADV,6X40X1MM,ARZ | 261.81 | EA | 10
LPC466 | United States | USD | CLAMP,CU,UNIVERSAL,CABLE | 49.8 | EA | 1
TAC3A9K | United States | USD | MOLD,CABLE,HORZ TEE | 212.91 | EA | 1
CAFCA1V4 | United States | USD | MOLD,CABLE,TO HORZ C.I.PI | 129.72 | EA | 1
B364N2 | United States | USD | GUARD,GRINDER COVER PLATE | 23.28 | EA | 0
PBAT12S7 | United States | USD | BOND,ARC WELD JOINT,AT1 4 | 39.35 | EA | 1
EGBA14215JJ | Europe | USD | BAR ASSY,GRD BUS,1/4X4X20 | 123 | EA | 1
RHC522Q | Europe | USD | MOLD RHC522Q | 212.91 | EA | 1
A239FC2S242Q4LH | United States | USD | CLAMP,FENCE,4/0 FLEX,4/0 | 456.86 | EA | 1
CWP2JSH | United States | USD | CLAMP,1-1/4-2IN PIPE,BRZ, | 23.51 | EA | 12
LJCCALY4 | Europe | USD | MOLD LJCCALY4 | 212.91 | EA | 1
RBWS1500A | United States | USD | BASIN,POURING,#7 STANDARD | 352.64 | EA | 1
RRA521Y | United States | USD | MOLD,CABLE TO REBAR, | 129.72 | EA | 1
SSCSG1L | United States | USD | MOLD,CABLE,HORZ SPLICE | 212.91 | EA | 1
GTC182Q | United States | USD | MOLD,CABLE TO GRD ROD,VER | 212.91 | EA | 1
HAA1H6 | United States | USD | MOLD,CABLE TO HORZ STL,HO | 129.72 | EA | 1
534026PDI54 | United States | USD | FLEXIBAR,ADV,5X32X1MM,PDI | 100.26 | EA | 10
CSB36SLVB | Asia | USD | #36 ZINC PLATED COPPER | 397.93 | EA | 50
BMCEAKEAK | United States | USD | MOLD,BUS BAR,HORZ TEE BAR | 212.91 | EA | 1
611380 | United States | USD | ROD,GRD,1/2X8,CU BONDED | 36.71 | EA | 5
534042ABB03 | United States | USD | FLEXIBAR,ADV,10X50X1,ABB | 236.79 | EA | 10
B101GHOL | United States | USD | LUG,CU,3/8 X 2 W/1-11/16 | 83.01 | EA | 5
534502 | Asia | USD | IBS ADV 25-430-8-10 | 13.34 | EA | 10
PBCT8Y5AX | United States | USD | FRAME FOR PBCY5AM MOLD | 153.72 | EA | 1
TAC4L1V | United States | USD | MOLD,CABLE,HORZ TEE | 212.91 | EA | 1
EDT248030R | Europe | USD | ENHANCED TYPE 2, 480V, 30 | 286.36 | EA | 1
LL22B1 | United States | USD | COUPLER,BOLTED,22MM #7 | 58.56 | EA | 1
534029ABB16 | United States | USD | FLEXIBAR,ADV,10X32X1,ABB, | 124.7 | EA | 5
PB150PLUSF80 | United States | USD | CADWELD PLUS,#150,F80 | 17.95 | EA | 10
HDTAC2Q3AW | United States | USD | MOLD,CABLE,HORZ TEE | 273.39 | EA | 1
LNEEG1V | United States | USD | MOLD,CABLE TO BUS/LUG,VER | 596.26 | EA | 1
PBW33S0122935RB | United States | USD | BOND,IMPD SIDE,500 RLAY I | 489.2 | EA | 1
613466SIC | Europe | USD | ROD,GROUND,CU BONDED, 17. | 32.2 | EA | 5
B18703X | United States | USD | FRAME,ASSY,4X4X8 3/4-9 3/ | 279.83 | EA | 1
GRC181C | United States | USD | MOLD,CABLE TO GRD ROD,VER | 212.91 | EA | 1
LPC628A58 | United States | USD | ADAPTER,CU,THRU-ROOF, | 99.61 | EA | 1
HSCY6 | Europe | USD | MOLD HSCY6 | 212.91 | EA | 1
TDX100M120/240 | United States | USD | PROTECTOR,SURGE,TDX100M,2 | 1324.76 | EA | 1
RRC512L | United States | USD | MOLD,CABLE TO REBAR,HORZ | 212.91 | EA | 1
534014TRJ01 | United States | USD | FLEXIBAR,ADV,6X20X1,TRJ | 146.92 | EA | 1
LJCED2G | United States | USD | MOLD,CABLE TO BUS/LUG,HOR | 212.91 | EA | 1
GRC16Y7 | United States | USD | MOLD,CABLE TO GRD ROD,VER | 212.91 | EA | 1
RBHB18040D | United States | USD | BASIN,POURING,#9 HORZ. | 565.06 | EA | 1
GRC182GW | United States | USD | MOLD,CABLE TO GRD ROD,VER | 253.23 | EA | 1
EL43TD6GV | United States | USD | ANCHOR,LENTON TERMINATOR, | 255.43 | EA | 1
GFC183Q | United States | USD | MOLD,CABLE TO GRD ROD,HOR | 212.91 | EA | 1
A130AB01 | United States | USD | TUBING,SHRINK,HEAT | 2.72 | EA | 1
122540 | United States | USD | EXTENSION, E450X300 | 4310.68 | EA | 1
TAC8D8B | United States | USD | MOLD,CABLE,HORZ TEE | 212.91 | EA | 1
RQC522L | United States | USD | MOLD,CABLE TO REBAR,VERT | 212.91 | EA | 1
EGBA14216BB | United States | USD | BAR,GRD BUS,1/4 X 2 X 16 | 130 | EA | 1
534051 | Asia | USD | FLEX ADV2MTC 6X80X1 | 690.57 | EA | 1
534057EA02 | United States | USD | FLEXIBAR,ADV,8X100X1MM, | 117050.51 | EA | 1
LPP667P | United States | USD | PLATE,WELDING,MILD STEEL | 46.53 | EA | 1
RBT1091H | United States | USD | SPLICE,KIT,#10 CADWELD T- | 186.17 | EA | 1
PTC2C1K | United States | USD | MOLD,CABLE, HORZ THRU PAR | 212.91 | EA | 1
LAC1TEE | United States | USD | MOLD,CABLE TO BUS/LUG,HOR | 212.91 | EA | 1
EGBA14208BB | United States | USD | BAR,GRD BUS,1/4 X 2 X 8 | 74 | EA | 1
LPC255 | United States | USD | POINT,CU,TUBULAR,5/8X24IN | 83.59 | EA | 1
TAC2C1L | United States | USD | MOLD,CABLE,HORZ TEE | 212.91 | EA | 1
631300PLH01 | United States | USD | ROD,GRD,1/2,10FT,10 MILL | 41.96 | EA | 5
550450 | United States | USD | BUSBAR,PUNCH,1.75 M | 985.33 | EA | 2
PBB49752 | United States | USD | BOND,COMPOSITE 3RD RAIL F | 507.68 | EA | 1
PTCY4Y2 | United States | USD | MOLD,CABLE HORZ THRU, | 212.91 | EA | 1
615883 | Europe | USD | EARTH ROD,CU BOND,POINTED | 43.44 | EA | 5
BWCEH | United States | USD | MOLD,BUS/LUG TO VERT STL, | 212.91 | EA | 1
GNR181T | United States | USD | MOLD,CABLE TO GRD ROD,VER | 289.29 | EA | 1
SBK356UP | United States | USD | KIT,RAIL,BOOTLEG,2 WIRE | 242.34 | EA | 1
EHLPF3KMAST | United States | USD | MAST,ASSY,BASE & 3M ALUM | 556.16 | EA | 1
LPC803L | United States | USD | STRAP,CU,CABLE,1/2 WIDE | 2.91 | EA | 1
508152 | United States | USD | RAW, | 413.53 | EA | 1
XACY6Y2 | Europe | USD | MOLD XACY6Y2 | 212.91 | EA | 1
VSC9BV3C | United States | USD | MOLD,CABLE TO VERT STL,45 | 212.91 | EA | 1
EGBA14424CA | United States | USD | BAR,GRD BUS,1/4 X 4 X 24 | 282 | EA | 1
IP8436_B | United States | USD | INSTRUCTIONS, WIRING, PQD | 1.58 | EA | 0
ECRH122Q4D | United States | USD | GROUND ROD,ASSY,KIT.12FT, | 2136.74 | EA | 1
RRC521V | United States | USD | MOLD,CABLE TO REBAR,HORZ | 212.91 | EA | 1
FLXPABB0036 | United States | USD | FLEXIBAR,ADV,4X80X1,ABB | 307.79 | EA | 1
VTE2Q001 | United States | USD | MOLD,CABLE TO VERT STL,HO | 596.26 | EA | 1
LPA262 | United States | USD | POINT,AL,TUBULAR,5/8X12IN | 135.37 | EA | 1
400PLUSF20 | United States | USD | CADWELD PLUS,#400,F20 | 68.95 | EA | 10
SBS17F | United States | USD | SLEEVE,BOND,2 RLAY/1 CONC | 138.81 | EA | 0
GYJ163Q | United States | USD | MOLD,CABLE TO GRD ROD,VER | 882.44 | EA | 1
ELIPG26200 | United States | USD | LENTON,ISO PLUG GAGE | 360.65 | EA | 1
VFC8C | United States | USD | MOLD,CABLE TO VERT STL,VE | 212.91 | EA | 1
SSCY3 | Europe | USD | MOLD SSCY3 | 212.91 | EA | 1
B104JM001 | United States | USD | LUG,CU,TINNED,1/2X4X6 IN, | 109.49 | EA | 1
SSCY2 | United States | USD | MOLD,CABLE,HORZ SPLICE | 212.91 | EA | 1
534047RW30 | United States | USD | FLEXIBAR,ADV,8X63X1MM,RW, | 410.77 | EA | 1
534029SI03 | United States | USD | FLEXIBAR,ADV,10X32X1MM,SI | 169.81 | EA | 10
DT275030R | United States | USD | TYPE 2, 750V, 3 0 | 265.25 | EA | 1
EA050 | United States | USD | FILTER,SURGE,SUBASSY,TSG | 76.93 | EA | 1
553020 | Asia | USD | BUSBAR CLAMP FC 50X24 ZB | 12.59 | EA | 3
LPC754 | United States | USD | PLATE,CU,GROUND,20AWG, | 266.62 | EA | 1
LK6STHDPKG | United States | USD | COUPLER,INTERLOK,ASS'Y,#6 | 67.02 | EA | 1
DT148010R | Europe | USD | DIVERTER,TYPE 1, 480V, 10 | 117.82 | EA | 1
CWP1JBLK | United States | USD | CLAMP,WATER PIPE,BRZ,1/2- | 7.41 | EA | 100
HDTAD4Y4Y | United States | USD | MOLD,CABLE,HORZ TEE | 451.38 | EA | 1
SBTBT6B | Asia | USD | HEADBOND WELDER 5/16 | 366.94 | EA | 1
LPA222ST | United States | USD | POINT,AL,BLUNT,1/2 X 12IN | 7.86 | EA | 1
S01F | United States | USD | SLEEVE,CU,FLARED,4/0 CONC | 3.34 | EA | 25
CNC16EAL | Europe | USD | MOLD CNC16EAL | 212.91 | EA | 1
B295X51Z81 | United States | USD | LABEL,ADHESIVE,TYPE 2 | 80.38 | EA | 0
534042RW01 | United States | USD | FLEXIBAR,ADV,10X50X1MM,RW | 460.23 | EA | 10
LPP93012 | United States | USD | BALL,PLASTIC,ORNAMENT,WHT | 34.8 | EA | 1
MBB09CCL | United States | USD | MOLD,BLANK,3 X 2 1/2 X 5 | 158.56 | EA | 1
RRM522GSWM | United States | USD | MOLD,CABLE TO REBAR,HORZ | 441.88 | EA | 1
GYJ183H | United States | USD | MOLD,CABLE TO GRD ROD,VER | 882.44 | EA | 1
B103EGOL004BLK | United States | USD | HARDWARE ASSY,LUG & BOLT, | 70.14 | EA | 0
EGBD14312CC2QK | United States | USD | BUSBAR,GRD,CU,1/4X3X12,CC | 238 | EA | 1
TCR2L2L | United States | USD | MOLD,CABLE,VERT TEE HORZ | 289.29 | EA | 1
174920 | United States | USD | CLIP,M8TI58 | 2.67 | EA | 100
BWCCAJ | United States | USD | MOLD,BUS/LUG TO VERT STL, | 212.91 | EA | 1
GTP181L | United States | USD | MOLD,CABLE TO GRD ROD,VER | 234 | EA | 1
S1V54 | United States | USD | MOLD,HV CABLE SPLICE,HORZ | 472.99 | EA | 1
LPC29638A | United States | USD | TERMINAL,AIR,EXTENSION,PA | 95.09 | EA | 1
EGBA14216NN | United States | USD | BAR,GRD BUS,1/4 X 2 X 16 | 130 | EA | 1
DT275020R | United States | USD | TYPE 2, 750V, 2 0 | 186.28 | EA | 1
SBA257H1B1 | United States | USD | CLIP,CONCRETE TIE,W/ASS'Y | 66.94 | EA | 20
HDGRC183Q | United States | USD | MOLD,CABLE TO GRD ROD,VER | 212.91 | EA | 1
VNC1TLH | United States | USD | MOLD,CABLE TO VERT STL,HO | 212.91 | EA | 1
508021 | Asia | USD | FleXbus Cond., 545 mm?, 3,000 mm | 426.7 | EA | 1
A929A103 | United States | USD | WASHER,FLAT,5/8 S.S. | 1.17 | EA | 1
LECT3727 | United States | USD | MOLD,CABLE TO BUS/LUG,HOR | 212.91 | EA | 1
GTC16Y3 | United States | USD | MOLD,CABLE TO GRD ROD,VER | 212.91 | EA | 1
GTC181G | United States | USD | MOLD,CABLE TO GRD ROD,VER | 212.91 | EA | 1
563470 | United States | USD | BRAID,PREFAB,300X28X5MM, | 19.94 | EA | 10
S1V50M | United States | USD | MOLD,HV CABLE SPLICE,HORZ | 203.68 | EA | 1
AWG6 | United States | USD | WIRE,#6,CU,SOL,.162 DIA. | 10.35 | EA | 0
EGBA14208NN | United States | USD | BAR,GRD BUS,1/4 X 2 X 8 | 74 | EA | 1
127060030 | United States | USD | SHIELD,INSULATION,360 COL | 135.74 | EA | 1
PBCT92WLHX | United States | USD | FRAME,WELDER,250KCM CONC, | 275.83 | EA | 0
PQCF320120208V | United States | USD | SES320F208Y | 4998.1 | EA | 1
EGBA14308JJ | United States | USD | BAR,GRD BUS,1/4 X 3 X 8 | 90 | EA | 1
TACY0Y7 | Europe | USD | MOLD TACY0Y7 | 212.91 | EA | 1
RBT91011A | United States | USD | SLEEVE,CADWELD,#9 -1 T- | 74.96 | EA | 1
RBT8101HB | United States | USD | MATERIAL,FILLER,#8 T-SERI | 35.06 | EA | 1
ERICORE047T | United States | USD | DOWNCONDUCTOR,LIGHTNING, | 7426.1 | EA | 1
EL32C3JQ | United States | USD | COUPLER,LENTON,HALF,C3J, | 67.69 | EA | 1
DRE56Y3 | United States | USD | MOLD,CABLE TO VERT REBAR, | 596.26 | EA | 1
BMCFA36 | United States | USD | MOLD,BUS BAR,HORZ TEE BAR | 212.91 | EA | 1
EL6CSDB8 | United States | USD | LUG, STAMPED,14-6 SOL AWG | 8.36 | EA | 25
EL57T32P9 | United States | USD | COUPLER,LENTON POSITION, | 220.76 | EA | 1
553530 | United States | USD | CONNECTOR,BUSBAR,CABLE TO | 5.35 | EA | 15
554367 | United States | USD | BRAID,EARTH,SS,70MM2,CPI | 26.07 | EA | 10
LK10GV | United States | USD | COUPLER,LENTON INTERLOK, | 141.5 | EA | 1
XB3Y6Y6 | United States | USD | MOLD,CABLE,HORZ X LAPPED | 466.79 | EA | 1
508110 | Asia | USD | FleXbus Ext. Type 1, 220/360/545 mm? | 80.59 | EA | 1
182001 | Asia | USD | CAT16HPE-INS, 25 MM | 8.66 | EA | 0
534009 | United States | USD | FLEX ADV2MTC 10X15,5X0,8 | 218.13 | EA | 4
GTC182CW | United States | USD | MOLD,CABLE TO GRD ROD,VER | 273.39 | EA | 1
RTPY3M | Europe | USD | MOLD RTPY3M | 234 | EA | 1
NCR161V | United States | USD | MOLD,CABLE TO GRD ROD,HOR | 289.29 | EA | 1
EDT230030R | United States | USD | ENHANCED TYPE 2, 300V,30 | 351.27 | EA | 1
HDPTC2G2G | United States | USD | MOLD,CABLE, HORZ THRU PAR | 212.91 | EA | 1
534001LAM02 | United States | USD | FLEXIBAR,ADV,3X9X0.8,LAM | 53.11 | EA | 10
PB16CGEG001LHM | United States | USD | MOLD,BUS TO HORZ STL,TAP | 208.86 | EA | 1
GTC162GW | United States | USD | MOLD,CABLE TO GRD ROD,VER | 273.39 | EA | 1
VSC3QV3 | United States | USD | MOLD,CABLE TO VERT STL, | 212.91 | EA | 1
PTC1L1E | United States | USD | MOLD,CABLE, HORZ THRU PAR | 212.91 | EA | 1
GTC161C | United States | USD | MOLD,CABLE TO GRD ROD,VER | 212.91 | EA | 1
LEC2VEAL | United States | USD | MOLD,CABLE TO BUS/LUG,HOR | 212.91 | EA | 1
SBTBT6D | Europe | USD | WELDER,BOND,3/16 9 3/4 | 377.63 | EA | 1
EL16A2SSN | United States | USD | COUPLER,LENTON STANDARD,# | 64.86 | EA | 1
GTC18Y7 | United States | USD | MOLD,CABLE TO GRD ROD,VER | 212.91 | EA | 1
RBHA7037J | United States | USD | BASIN,POURING,#14 HORIZ. | 570.44 | EA | 1
B121GG | United States | USD | LUG,CU,3/8 X 1 1/2 W/1-9/ | 33.78 | EA | 1
LPC62838 | United States | USD | ADAPTER,CU,THRU-ROOF, | 133.34 | EA | 1
HDTAC2G2Q | United States | USD | MOLD,CABLE,HORZ TEE | 212.91 | EA | 1
ERICORE033T | United States | USD | DOWNCONDUCTOR,LIGHTNING, | 5589.47 | EA | 1
XLB971A1 | United States | USD | BATTERY,PACK,ASSY | 699.72 | EA | 1
635870S | United States | USD | ROD,GRD,CU,SECT | 20.27 | EA | 0
NCR161K | United States | USD | MOLD,CABLE TO GRD ROD,HOR | 289.29 | EA | 1
TSMI0075GR | United States | USD | STRUT,PIPE,CLAMP 3/4 OD | 7.77 | EA | 100
508025 | Asia | USD | FleXbus Cond., 545 mm?, 7,000 mm | 860.23 | EA | 1
B121EG003BLK | United States | USD | LUG,CU,1/4 X 1 1/2 W/1-13 | 33.44 | EA | 0
NCR188D | United States | USD | MOLD,CABLE TO GRD ROD,HOR | 289.29 | EA | 1
RJE572C | United States | USD | MOLD,CABLE TO REBAR,VERT | 596.26 | EA | 1
GTC222V | United States | USD | MOLD,CABLE TO GRD ROD,VER | 212.91 | EA | 1
RBT11101A | United States | USD | SLEEVE,CADWELD,#11 T-SERI | 90.52 | EA | 1
LPC126R050 | United States | USD | CABLE,CU,ROPELAY,28 STR, | 8.45 | FT | 1
PB20SC2V2Q | United States | USD | MOLD,CABLE,HORZ SPLICE SI | 153.72 | EA | 1
TDD3D2L | United States | USD | MOLD,CABLE,HORZ TEE MULT | 451.38 | EA | 1
PBW2S | Asia | USD | MOLD,RAIL,CABLE HORZ TO WEB,PAIR | 167.93 | EA | 1
CC5A40INSK | United States | USD | CABLE,COMPOSITE,161 STR,0 | 17459.458 | EA | 1
S90-03-29 | United States | USD | TDS350TNC560A | 367.86 | EA | 40
SPDM200120/208 | United States | USD | PROTECTOR,SURGE,TDX200M,3 | 3520.88 | EA | 1
LPC206BST | United States | USD | POINT,CU,BLUNT BARE,3/8IN | 30.26 | EA | 1
XBM2V2VW | United States | USD | MOLD,CABLE,HORZ X LAPPED | 730.52 | EA | 1
508037 | Asia | USD | FleXbus Cond., 640 mm?, 9,000 mm | 1195.62 | EA | 1
563601 | Asia | USD | BRAID MBJYG 6-100-6 , Y/G INSULATED | 5.6 | EA | 10
EGBA14324BB | United States | USD | BAR,GRD BUS,1/4 X 3 X 24 | 234 | EA | 1
FLXPABB0057 | United States | USD | FLEXIBAR,ADV,8X32X1,ABB | 270.85 | EA | 1
LPA227ST | Europe | USD | POINT,AL,BLUNT,1/2 X 36IN | 19.16 | EA | 0.5
XLVGP1H004M | United States | USD | MOLD,CABLE TO VERT STL,HO | 188.06 | EA | 1
555301 | United States | USD | BRAID,CU,TINNED,CUSTOM, | 124.84 | EA | 1
557995 | United States | USD | RAIL,DIN,SUPPORT,50MM,STR | 2.34 | EA | 0
VSC2QV1 | United States | USD | MOLD,CABLE TO VERT STL, | 212.91 | EA | 1
LPC602 | United States | USD | POINT,CU,CONCEALED,3/8IN | 152.85 | EA | 1
557350GSL01 | United States | USD | BRAID,CU,TIN,100MM2,3LYR, | 129.58 | EA | 1
SSGRS3412 | United States | USD | ROD,GRD,3/4X12,SS,SECT | 300.75 | EA | 0
ECB14448 | United States | USD | BUSBAR,GRD,CU,1/4X4X48IN, | 227.47 | EA | 1
FLXPMCS0001 | United States | USD | FLEXIBAR,ADV,6X40X1MM,MCS | 203.229 | EA | 1
VSC1VV21C | United States | USD | MOLD,CABLE TO VERT STL,45 | 212.91 | EA | 1
HDVSC9F | United States | USD | MOLD,CABLE TO VERT STL,45 | 212.91 | EA | 1
613403SG01 | United States | USD | ROD,GRD,3/4X10,CU BONDED | 45.67 | EA | 5
GFC14CU2Q | United States | USD | MOLD,CABLE TO CU ROD | 212.91 | EA | 1
SI60I | Asia | USD | INTERCEPTOR,ESE, DELTA 60, GENERATION 2 | 7626.83 | EA | 5
LPA222F | United States | USD | POINT, AL, FLAT, 1/2 X 12 | 13.25 | EA | 1
47857130AEP | United States | USD | ROD,GROUND,1/2IN DIA,10 | 166.98 | EA | 1
LPC427 | Asia | USD | POINT,CU,BARE,INDUSTRIAL STACK - 3/4IN X | 352.62 | EA | 1
VSCT1 | United States | USD | MOLD,CABLE TO VERT STL,45 | 212.91 | EA | 1
XLB971A1 | Europe | USD | BATTERY,PACK,ASSY,EXOLON | 699.72 | EA | 1
552680 | Asia | USD | replaced by part: 534029 | 170.95 | EA | 5
LPA100250 | United States | USD | CABLE,AL,SMOOTH WEAVE,24 | 1.69 | FT | 250
534413 | Asia | USD | IBSB ADV 50-1030-8-10 | 47.85 | EA | 10
534060ABB07 | United States | USD | FLEXIBAR,ADV,10X120X1,ABB | 920.59 | EA | 1
FLXPIR0007 | United States | USD | FLEXIBAR,ADV,3X40X1MM,IR, | 163.86 | EA | 1
LPA598 | United States | USD | COUPLER,CABLE,BI-METALLIC | 37.15 | EA | 1
CAVSP1YD | United States | USD | MOLD,CABLE TO VERT STL,45 | 233.95 | EA | 1
TAC2L1T | United States | USD | MOLD,CABLE,HORZ TEE | 212.91 | EA | 1
TAC3A9E | United States | USD | MOLD,CABLE,HORZ TEE | 212.91 | EA | 1
LACY5EAK | United States | USD | MOLD,CABLE TO BUS/LUG,HOR | 212.91 | EA | 1
RBHSB10560X | United States | USD | BASIN,POURING,#6 HORIZ. | 570.44 | EA | 1
LPS426 | United States | USD | POINT,SS,INDUSTRIAL STACK | 262.23 | EA | 1
LPC204L | United States | USD | POINT,CU,3/8IN X 18IN | 33.07 | EA | 1
EL32D6SA0600 | United States | USD | COUPLER,LENTON,SA HEAD, | 88.32 | EA | 1
EGBA14436CC | Europe | USD | GRD BAR ASSY,1/4INX4INX36 | 414 | EA | 1
GQR168D | United States | USD | MOLD,CABLE TO GRD ROD,VER | 289.29 | EA | 1
TDX50C277/480 | United States | USD | PROTECTOR,SURGE,TDX50C,3P | 637.22 | EA | 1
PVT1500SM | United States | USD | PV T1 MODULE, 500VDC, | 105.36 | EA | 1
A239FC2S242Q2LH | United States | USD | CLAMP,FENCE,4/0 FLEX 24LG | 416.94 | EA | 1
CATAP1H1H | United States | USD | MOLD,CABLE,HORZ TEE | 233.95 | EA | 1
534019L3M | United States | USD | FLEXIBAR,ADV,5X24X1MM,3M, | 223.8 | EA | 0
LPG35458 | United States | USD | BRACE,GALV STEEL,TRIPOD | 108.25 | EA | 1
LPC126500 | United States | USD | CABLE,CU,SMOOTH WEAVE,29 | 6.59 | EA | 1
SBS925M | United States | USD | MOLD,BOND,3/16 HF T6 & T7 | 59.93 | EA | 1
561840 | United States | USD | METAL SPACER M6 X 90 | 2.12 | EA | 25
XLVNC2QRH | United States | USD | MOLD,CABLE TO VERT STL,HO | 252.73 | EA | 1
EDT2300M | Europe | USD | ENHANCED TYPE 2MODULE,300 | 81.24 | EA | 1
EL3628A2Q | United States | USD | COUPLER,LENTON,TRANSITION | 69.37 | EA | 1
534434 | Asia | USD | IBSB ADV 120-1030-10 | 107.59 | EA | 2
EGBA14354CC | United States | USD | BAR,GRD BUS,1/4 X 3 X 54 | 513 | EA | 0
VGC1V1.50 | United States | USD | MOLD,CABLE TO VERT STL, | 212.91 | EA | 1
PTC2V2V | Europe | USD | MOLD PTC2V2V | 212.91 | EA | 1
B542C289 | United States | USD | BUSBAR,GRD,CU,1/4X2X13,GE | 46.6 | EA | 1
RHC532V | United States | USD | MOLD,CABLE TO REBAR,HORZ | 212.91 | EA | 1
FJ2G120SK | United States | USD | JUMPER,SWAGED,2/0 CONC | 183.12 | EA | 1
XAC9F9F | United States | USD | MOLD,CABLE,HORZ X SAME PL | 212.91 | EA | 1
LK9 | United States | USD | COUPLER,LENTON INTERLOK,# | 75.7 | EA | 1
HDPTC3Q2QW | United States | USD | MOLD,CABLE, HORZ THRU PAR | 253.23 | EA | 1
563613 | United States | USD | BRAID,SHUNT,INSULATED, | 6.84 | EA | 10
HDTAC2G2G | United States | USD | MOLD,CABLE,HORZ TEE | 212.91 | EA | 1
563810 | United States | USD | BLOCK,DISTRIBUTION,MULTI | 32.83 | EA | 1
VSC1D | United States | USD | MOLD,CABLE TO VERT STL, | 212.91 | EA | 1
534039MJP01 | United States | USD | FLEXIBAR,ADV,5X50X1MM | 61.34 | EA | 1
563500 | Asia | USD | EARTH BRAID MBJ 100-250-16 | 28.37 | EA | 10
GTP331G | United States | USD | MOLD,CABLE TO GRD ROD,VER | 233.95 | EA | 1
VSC1HV4 | United States | USD | MOLD,CABLE TO VERT STL,45 | 212.91 | EA | 1
LAC3DEE | United States | USD | MOLD,CABLE TO BUS/LUG,HOR | 212.91 | EA | 1
SLK2L3 | Asia | USD | SLK2 WITH HOOK, 2MM WIRE 3M LONG | 1617.3 | EA | 100
545825 | Asia | USD | 20MM PUNCH | 218.77 | EA | 1
VAC8C | United States | USD | MOLD,CABLE TO VERT STL,HO | 212.91 | EA | 1
534421 | Asia | USD | IBSB ADV 100-230-8-10 | 26.08 | EA | 10
NCR332Q1T | United States | USD | MOLD,CABLE TO GRD ROD,HOR | 289.29 | EA | 1
A235E2Q5LH | United States | USD | CLAMP,ASSY,FENCE POST & G | 258.51 | EA | 1
SSPD2P1M300 | Europe | USD | SSPD, TWO PHASE, SINGLE M | 358.28 | EA | 1
CA32PLUSXF19 | United States | USD | CADWELD PLUS,#32,XF19, | 12.27 | EA | 20
561178 | Asia | USD | PLATE SPACER SB250 | 3.77 | EA | 50
RDH582GM | United States | USD | MOLD,CABLE TO REBAR,HORZ | 284.59 | EA | 1
LPC247ST | United States | USD | POINT,CU,BLUNT,5/8IN X | 208.38 | EA | 1
GYR162GW | United States | USD | MOLD,CABLE TO GRD ROD,VER | 349.77 | EA | 1
A934A009 | United States | USD | ADHESIVE,EPOXY,POTTING 50 | 27.2 | EA | 0
RBW702 | United States | USD | FRAME,CADWELD,4-PIN 2-PIE | 288.79 | EA | 1
PB13ST1BRH | United States | USD | MOLD,CABLE TO RAIL,HORZ T | 208.86 | EA | 1
PHJ8F2Q | United States | USD | MOLD,CABLE,VERT THRU PARA | 882.44 | EA | 1
LU32PT15D | United States | USD | LENTON ULTIMATE,POSITION, | 52 | EA | 1
VTC2QV21C | United States | USD | MOLD,CABLE TO VERT STL,VE | 212.91 | EA | 1
GRT14C1V | United States | USD | MOLD,CABLE TO GRD ROD,VER | 207.39 | EA | 1
HDPGC1G1G | United States | USD | MOLD,CABLE, HORZ THRU PAR | 212.91 | EA | 1
BMCEAKEAK | Europe | USD | MOLD BMCEAKEAK | 212.91 | EA | 1
DT235020R | United States | USD | TYPE 2, 350V, 2 0 | 140.07 | EA | 1
GTC183DW | United States | USD | MOLD,CABLE TO GRD ROD, | 273.39 | EA | 1
EGBA14112NN | United States | USD | BAR ASSY,GRD BUS,1/4X1X12 | 78 | EA | 1
SBGR1181G | United States | USD | ONE-SHOT,CABLE TO GRD ROD | 17.06 | EA | 6
LPC202BST | United States | USD | POINT,CU,BLUNT,3/8IN X | 15.8 | EA | 1
LPA580 | Asia | USD | CLAMP,AL,PIPE GROUNDING, FOR 1/2IN TO 1I | 27.73 | EA | 1
PB53RX4Y150BLH | United States | USD | MOLD,CABLE TO RAIL,HORZ T | 366.25 | EA | 1
A928Q005 | United States | USD | NUT,THRD INSERT,NEO WELL- | 4.44 | EA | 1
EL36D6 | United States | USD | COUPLER,LENTON TERMINATOR | 21.34 | EA | 1
534036GE03 | United States | USD | FLEXIBAR,ADV,10X40X1MM,GE | 299.27 | EA | 10
PB80QT3Q003 | United States | USD | MOLD,CABLE TO RAIL,HORZ T | 697.55 | EA | 1
LPC661CTO | United States | USD | ROD,CU,THREADED,3/8IN DIA | 5.81 | EA | 1
559695 | United States | USD | INS,3-1/4,1/2-13 X 5/8 | 7.87 | EA | 10
GBR18R1 | United States | USD | MOLD,GRD ROD TO ROD/RECEP | 289.29 | EA | 1
HDPHJY6Y6 | United States | USD | MOLD,CABLE, VERT THRU PAR | 882.44 | EA | 1
SBTBTB4B | United States | USD | MOLD ASSY,BOND,3/16 & 3/4 | 89.21 | EA | 1
PBWY4001 | United States | USD | MOLD,RAIL,CABLE HORZ TO | 139.88 | EA | 1
534034PHM04 | United States | USD | FLEXIBAR,ADV,6X40X1MM,PHM | 181.9 | EA | 1
B548A02 | United States | USD | BRACKET,KIT,& INSULATOR | 14.32 | EA | 0
GRP161T | United States | USD | MOLD,CABLE TO GRD ROD,VER | 234 | EA | 1
XBV3Q2Q | United States | USD | MOLD,CABLE,HORZ X LAPPED | 935.06 | EA | 1
GRC16Y2 | United States | USD | MOLD,CABLE TO GRD ROD,VER | 212.91 | EA | 1
553430 | Asia | USD | CONNECTOR FBC 10X6 ZB | 3.11 | EA | 45
ERICORE/UTKIT/B | Europe | USD | TERMINATION KIT, UPPER, E | 1040.19 | EA | 0.5
550160 | United States | USD | BUSBAR,10 MM,THD,M8,10X30 | 1038.75 | EA | 2
GNR161H | United States | USD | MOLD,CABLE TO GRD ROD,VER | 289.29 | EA | 1
534001 | United States | USD | FLEX ADV2MTC 3X9X0,8 | 61.07 | EA | 4
S429F2E16 | United States | USD | SLEEVE,CU,FLARED,1/0 RLAY | 2.76 | EA | 25
PB10MJ001 | United States | USD | MOLD,STUD,TO STEEL PIPE | 153.72 | EA | 1
EPGC182120 | United States | USD | PERIMETER,GRD,STRAIGHT, | 302.05 | EA | 1
TDX200M480D | United States | USD | PROTECTOR,SURGE,TDX200M,3 | 2493.68 | EA | 1
EWB2Q344 | United States | USD | BOND,ASSY,ROD/CABLE,WELDA | 94.16 | EA | 1
534437 | United States | USD | IBSB ADV 185-530-10-12 | 88.71 | EA | 2
FLXPKOM0012 | United States | USD | FLEXIBAR,ADV,3X40X1MM,KOM | 201.666 | EA | 1
GR1161GF | United States | USD | ONE-SHOT,CABLE TO GRD ROD | 19.67 | EA | 6
534428 | United States | USD | IBSB ADV 120-230-10 | 33.94 | EA | 2
EL36P9ES | United States | USD | COUPLER,LENTON POSITION,# | 123.45 | EA | 1
TAC2Q8N | United States | USD | MOLD,CABLE,HORZ TEE | 212.91 | EA | 1
BMDFAMFAM | United States | USD | MOLD,BUS BAR,HORZ TEE BAR | 451.38 | EA | 1
FLXPABB0092 | United States | USD | FLEXIBAR,ADV,8X63X1MM,ABB | 284.446 | EA | 1
XLVSC2QW | United States | USD | MOLD,CABLE TO VERT STL,45 | 272.89 | EA | 1
LQJEH4L | United States | USD | MOLD,CABLE TO BUS/LUG,VER | 882.44 | EA | 1
6TA24 | Asia | USD | CADDY, BEAM THREADED ROD HGR | 256.54 | EA | 0
EGBF14416LL | United States | USD | BUSBAR,GRD,CU,1/4X4X16,LL | 254 | EA | 1
PB13ST1VRH | United States | USD | MOLD,CABLE TO RAIL,HORZ T | 208.86 | EA | 1
534010SE16 | United States | USD | FLEXIBAR,ADV,2X20X1,SE | 47.42 | EA | 1
SES80P1202SC | United States | USD | PROTECTOR, SURGE, 120V, | 212.77 | EA | 1
PBB103EF001 | United States | USD | LUG,CU,1/4 X 1 1/4 W/(1) | 10.12 | EA | 10
534056RW20 | United States | USD | FLEXIBAR,ADV,6X100X1MM,RW | 328.29 | EA | 1
556790 | United States | USD | BRAID,PREFAB,200X23X2.1MM | 7.98 | EA | 10
561790 | United States | USD | METAL SPACER M6 X 40 | 1.23 | EA | 25
GPECNGF012 | United States | USD | ELECTRODE,GRD PLATE, | 187.8 | EA | 1
EGBA14424BB | United States | USD | BAR,GRD BUS,1/4 X 4 X 24 | 282 | EA | 1
GRC188F | United States | USD | MOLD,CABLE TO GRD ROD,VER | 212.91 | EA | 1
TAD4Y2V | United States | USD | MOLD,CABLE,HORZ TEE | 451.38 | EA | 1
534056RW25 | United States | USD | FLEXIBAR,ADV,6X100X1MM,RW | 519.63 | EA | 10
534010HDQ02 | United States | USD | FLEXIBAR,ADV,2X20X1MM,HDQ | 40.15 | EA | 1
A800A23F | United States | USD | CABLE,CU,BARE,4/0 CONC,7 | 12.32 | EA | 1
FLXPLAM0046 | United States | USD | FLEXIBAR,ADV,8X32X1MM | 311.35 | EA | 1
510100 | United States | USD | BRAID,CU,TINNED,50 M LG, | 2.05 | MR | 1
T336 | United States | USD | BRUSH,WIRE, | 44.36 | EA | 1
549030 | United States | USD | BUSBAR,5 MM,THD,W,M6,32X5 | 426.59 | EA | 4
XLTWR107A5 | United States | USD | MOLD,BUS BAR,HORZ BUTTON | 343.11 | EA | 1
FLXPRES0001 | United States | USD | FLEXIBAR,ADV,4X15.5X0.8MM | 145.477 | EA | 1
557200 | Asia | USD | BRAID, FTCB15-3 | 3.99 | MT | 25
CMC18CAL | United States | USD | MOLD,BUS TO GRD ROD,VERT | 212.91 | EA | 1
PBC12W48 | United States | USD | BOND,KIT,RAIL C,250KCM RL | 62.95 | EA | 50
EL16A2N | United States | USD | COUPLER,LENTON,SOURCED,A2 | 11.96 | EA | 1
LPA252 | United States | USD | POINT,AL,TUBULAR,5/8X12IN | 61.17 | EA | 1
25PLUSF20 | Asia | USD | CADWELD PLUS,#25,F20,RED | 5.9 | EA | 100
LPA249ST | United States | USD | AL,BLUNT,5/8 X 60IN | 42.1 | EA | 1
534048ABB02 | United States | USD | FLEXIBAR, ADV, 10X63X1MM | 513.65 | EA | 1
EL36SAQSP004 | United States | USD | COUPLER,LENTON,SPECIAL,SA | 84.92 | EA | 1
VVC1GV3C | United States | USD | MOLD,CABLE TO VERT STL,VE | 212.91 | EA | 1
EGBA14460CC | United States | USD | BAR,GRD BUS,1/4 X 4 X 60 | 687 | EA | 1
TAC2G1LW | United States | USD | MOLD,CABLE,HORZ TEE,W/WP | 273.39 | EA | 1
GCHSC78 | United States | USD | KIT,CLIP,GLUED RAIL TIE,7 | 234.03 | EA | 1
534036GE06 | United States | USD | FLEXIBAR,ADV,10X40X1MM,GE | 343.83 | EA | 10
PTC1Y1Y | United States | USD | MOLD,CABLE, HORZ THRU PAR | 212.91 | EA | 1
MBA47A | United States | USD | MOLD,BLANK,R PRICE 250300 | 306.04 | EA | 1
TACY6Y4 | United States | USD | MOLD,CABLE,HORZ TEE | 212.91 | EA | 1
EL43TD16 | United States | USD | COUPLER,LENTON,TERMINATOR | 49.91 | EA | 1
HSCY5 | United States | USD | MOLD,CABLE TO HORZ STL, | 212.91 | EA | 1
LPC426 | United States | USD | POINT,CU,BARE,INDUSTRIAL | 338 | EA | 1
EGBA14212EE2GH | United States | USD | BAR,ASSY,GRD,BUS,1/4 X 2 | 198 | EA | 1
EGBA384120CB | United States | USD | BUSBAR,GRD,CU,3/8X4X120, | 1485 | EA | 1
XBQY6CY6C | United States | USD | MOLD,CABLE,HORZ X LAPPED, | 406.5 | EA | 1
EGBA12418EE | United States | USD | BAR,GRD BUS,1/2 X 4 X 18 | 342 | EA | 1
EL36D6GV | United States | USD | ANCHOR,LENTON TERMINATOR, | 188.76 | EA | 1
B160HS | United States | USD | HANDLE CLAMP,HORIZ PIPE, | 314.22 | EA | 1
EGBA14448NN | United States | USD | BAR,GRD BUS,1/4 X 4 X 48, | 555 | EA | 1
TACT3 | United States | USD | MOLD,CABLE,HORZ TEE | 212.91 | EA | 1
FLXPHDQ0006 | United States | USD | FLEXIBAR,ADV,10X100X1,HDQ | 606.72 | EA | 1
TAC2Q1V | United States | USD | MOLD,CABLE,HORZ TEE | 212.91 | EA | 1
PBWY2 | United States | USD | MOLD,PAIR,CABLE HORZ TO | 240.44 | EA | 1
LPC150LCTO | United States | USD | CABLE,CU,MINI SMOOTH | 6.74 | EA | 1
534027RW21 | United States | USD | FLEXIBAR,ADV,6X32X1,RW | 234.9 | EA | 1
S1V55 | United States | USD | MOLD,HV CABLE SPLICE,HORZ | 472.99 | EA | 1
PQM100120/240 | United States | USD | PROTECTOR, SURGE 100KA 12 | 2531.17 | EA | 1
CAVTP1V | United States | USD | MOLD,CABLE TO VERT STL,HO | 233.95 | EA | 1
553520 | United States | USD | CONNECTOR,BUSBAR,CABLE TO | 6.01 | EA | 15
EGBA12612LL | United States | USD | BUSBAR,GRD,CU,1/2X6X12 LL | 276 | EA | 1
SSD4Y | Europe | USD | MOLD SSD4Y | 451.38 | EA | 1
562132 | United States | USD | IBSB ADV 25-263-6 | 5.39 | EA | 1
EDT230030R | Europe | USD | ENHANCED TYPE 2, 300V, 30 | 351.27 | EA | 1
556800 | Asia | USD | EARTH BRAID MBJ 35-250-10 | 9.35 | EA | 10
2H4R5 | United States | USD | CLIP,FLANGE,3/32 9/64 HAM | 4.99 | EA | 10
XLHAC2Q025 | United States | USD | MOLD,CABLE TO HORZ STL,HO | 252.73 | EA | 1
534052NEX03 | United States | USD | FLEXIBAR,ADV,8X80X1,NE | 675.45 | EA | 1
534034ARZ23 | United States | USD | FLEXIBAR,ADV,6X40X1MM,ARZ | 420.85 | EA | 10
TAC3Q1T | United States | USD | MOLD,CABLE,HORZ TEE | 212.91 | EA | 1
ISOFRP3M | United States | USD | TUBE,BAR | 575.55 | EA | 1
LPC228B | United States | USD | POINT,CU,BARE,1/2IN X | 97.76 | EA | 1
HAA1L | United States | USD | MOLD,CABLE,TO HORZ STL,HO | 129.72 | EA | 1
LPC2945F2M | Asia | USD | ADAPTER,CU,COUPL.,5/8IN FEMALE-1/2IN MA | 55.36 | EA | 1
EGBA14236NN | United States | USD | BAR,ASSY,GRD BUS,1/4 X 2 | 270 | EA | 1
HDTAC9F9F | United States | USD | MOLD,CABLE,HORZ TEE | 212.91 | EA | 1
EL12A2ES | United States | USD | COUPLER,LENTON STANDARD,# | 22.34 | EA | 1
PCC2G8C | United States | USD | MOLD,CABLE,HORZ TAP PARAL | 212.91 | EA | 1
EL2220P9 | United States | USD | COUPLER,LENTON POSITION,# | 93.4 | EA | 1
553120 | Asia | USD | BUSBAR CLAMP HCBC 120 ZB | 103.77 | EA | 1
ECRHE202C20U | United States | USD | ELECTRODE ASSY,GRD,20 LG, | 3235.24 | EA | 1
TAC3Q9H | United States | USD | MOLD,CABLE,HORZ TEE | 212.91 | EA | 1
635803HA01UL | United States | USD | ROD,GRD,5/8X10,CU CLAD,13 | 47.36 | EA | 5
557260IR10 | United States | USD | BRAID,CU,TINNED,25MM2,M10 | 85.68 | EA | 1
4010050EG | Asia | USD | #401 EG CLEVIS 1/2" | 493.08 | EA | 100
534014NRE01 | United States | USD | FLEXIBAR,ADV,6X20X1MM,NRE | 49.74 | EA | 1
557200 | United States | USD | BRAID,CU,TINNED,.15MM DIA | 3.99 | MR | 1
VSC1TV6 | United States | USD | MOLD,CABLE TO VERT STL,45 | 212.91 | EA | 1
SSC2L2C | United States | USD | MOLD,CABLE,HORZ SPLICE | 212.91 | EA | 1
TAC2Q9J | United States | USD | MOLD,CABLE,HORZ TEE | 212.91 | EA | 1
534011IR12 | United States | USD | FLEXIBAR,ADV,3X20X1MM,IR, | 120.68 | EA | 1
VBC2LV5C | United States | USD | MOLD,CABLE TO VERT STL,VE | 212.91 | EA | 1
SSPD3PC02 | United States | USD | COVER,BUSBAR,SSPD | 1.58 | EA | 0
519734 | United States | USD | BRAID,FLAT,SS,1600MM | 21.64 | EA | 1
564100 | United States | USD | BRAID,SHUNT,POWER,TINNED, | 185.99 | EA | 2
534400 | United States | USD | IBSB ADV 25-230-6 | 8.75 | EA | 10
534029ABB31 | United States | USD | FLEXIBAR, ADV, 8X32X1MM | 170.91 | EA | 1
548400 | Asia | USD | ISO TP 15M4 | 1.17 | EA | 50
545811 | Asia | USD | 11MM DIE | 149.6 | EA | 1
VNC2GRH1.50 | United States | USD | MOLD,CABLE TO VERT STL,HO | 212.91 | EA | 1
EGRD34 | United States | USD | DRIVER,ROD,GRD,3/4 | 560.5 | EA | 0
534045APG02 | United States | USD | FLEXIBAR,ADV,5X63X1MM,APG | 786.73 | EA | 1
504971 | United States | USD | SUPPORT,BUSBAR,PROFILE, | 214.53 | EA | 1
CC5A20 | United States | USD | CABLE,COMPOSITE,154 STR | 2518.72 | EA | 1
PTCT1Y2 | United States | USD | MOLD,CABLE, HORZ THRU PAR | 212.91 | EA | 1
LPC208BST | Asia | USD | POINT,CU,BLUNT BARE,3/8INX 48IN | 55.75 | EA | 0
285114 | United States | USD | KIT,FLEXIBAR,ADV,EATON | 160.07 | EA | 1
EL25P13L | United States | USD | COUPLER,LENTON,P13L,25MM, | 122.34 | EA | 1
613400PPI01 | United States | USD | ROD,GRD,3/4X10,CU CLAD,10 | 26.37 | EA | 5
534028LAM10 | United States | USD | FLEXIBAR,ADV,8X32X1MM,LAM | 375.96 | EA | 10
534058SER05 | United States | USD | FLEXIBAR,ADV,10X100X1,SER | 1620.84 | EA | 1
508052 | Asia | USD | FleXbus Cond., 1,280 mm?, 4,000 mm | 1340.39 | EA | 1
548609 | United States | USD | INSULATOR,BUSBAR,ISO TP | 11.08 | EA | 10
EGBF14412LLT | United States | USD | BUSBAR,GRD,CU,1/4X4X12,LL | 222 | EA | 1
534026CSC01 | United States | USD | FLEXIBAR,ADV,5X32X1MM,CSC | 69.79 | EA | 1
RCE551V | United States | USD | MOLD,CABLE TO REBAR,VERT | 596.26 | EA | 1
PTD3Q3Q | United States | USD | MOLD,CABLE,HORZ THRU PARA | 451.38 | EA | 1
RJC532C | United States | USD | MOLD,CABLE TO REBAR,VERT | 212.91 | EA | 1
549350 | United States | USD | BRACKET,SUPPORT, | 58.23 | EA | 1
548570 | Asia | USD | ISO TP 50M6 | 5.93 | EA | 25
LJCEG3D | United States | USD | MOLD,CABLE TO BUS/LUG, | 212.91 | EA | 1
DFR104A3LH | United States | USD | MOLD,BUS TO VERT STL, HOR | 289.29 | EA | 1
ERICORE072T | United States | USD | DOWNCONDUCTOR,LIGHTNING, | 10705.841 | EA | 1
BAKJNM | United States | USD | MOLD,BUS BAR,HORZ SPLICE | 781.18 | EA | 1
B144A | United States | USD | PACKING,PREFAB,.25 X 3 X | 2.86 | EA | 20
EGBA14424GGT | United States | USD | BAR,ASSY,GRD,BUS,1/4 X 4 | 330 | EA | 1
RAC2C2Q | United States | USD | MOLD,GRD ROD TO RECEPTACL | 212.91 | EA | 1
GYR189C | United States | USD | MOLD,CABLE TO GRD ROD,VER | 289.29 | EA | 1
FLXPLAM0009 | United States | USD | FLEXIBAR,ADV,2X15.5X0.8MM | 566.92 | EA | 1
NDR16Y6Y2 | United States | USD | MOLD,CABLE TO GRD ROD,HOR | 289.29 | EA | 1
633430 | United States | USD | ROD,GRD,3/4X3,SEC,CU BOND | 33.23 | EA | 5
534039SI02 | United States | USD | FLEXIBAR,ADV,5X50X1MM,SI, | 108.64 | EA | 1
ZZERT_FINE | United States | USD | MISC ERITECH CUSTOMER FIN | 107499.99 | EA | 0
TAC3D2QW | United States | USD | MOLD,CABLE,HORZ TEE | 273.39 | EA | 1
GTC168F | United States | USD | MOLD,CABLE TO GRD ROD,VER | 212.91 | EA | 1
TAC3A2L | United States | USD | MOLD,CABLE,HORZ TEE | 212.91 | EA | 1
32PLUSF20 | Asia | USD | CADWELD PLUS,#32,F20,WHITE | 7.47 | EA | 100
PQC200120/208 | United States | USD | PROTECTOR,SURGE,PQC200,12 | 3761.6 | EA | 1
545800 | Asia | USD | 6.5MM PUNCH | 194.12 | EA | 1
LPG36358 | United States | USD | BRACE,ADHESIVE MOUNT, | 149.33 | EA | 1
HDXBK3Q3Q | United States | USD | MOLD,CABLE,HORZ X LAPPED | 966.13 | EA | 1
HSC2Q006 | United States | USD | MOLD,CABLE TO HORZ STL,HO | 212.91 | EA | 1
568660 | Asia | USD | EARTH BAR EB 44 | 37.78 | EA | 100
VSC9HV5 | United States | USD | MOLD,CABLE TO VERT STL,45 | 212.91 | EA | 1
534035DSN01 | United States | USD | FLEXIBAR,ADV,8X40X1MM DSN | 104.75 | EA | 1
LU16DR16D | United States | USD | LENTON ULTIMATE,ANCHOR, | 9.03 | EA | 1
VNC1TLH1.25 | United States | USD | MOLD,CABLE TO VERT STL, | 212.91 | EA | 1
LPC203 | United States | USD | POINT,CU,3/8IN X 15IN | 38.3 | EA | 1
LPPOINTCTO | United States | USD | POINT,LIGHTNING,MATERIAL | 2.5 | EA | 1
A932C009 | United States | USD | RING,RETAINING,EXTERNAL,2 | 2.32 | EA | 1
HDHSC9F | United States | USD | MOLD,CABLE TO HORZ STL,HO | 212.91 | EA | 1
SSC2Q1T | United States | USD | MOLD,CABLE,HORZ SPLICE | 212.91 | EA | 1
FLXPLAM0073 | United States | USD | FLEXIBAR,ADV,3X9X0.8 LAM | 147.34 | EA | 1
SBK104 | United States | USD | SLOTTING WHEEL KIT,RAIL, | 211.93 | EA | 1
RHC532Q | United States | USD | MOLD,CABLE TO REBAR,HORZ | 212.91 | EA | 1
GXR2G18 | United States | USD | MOLD,CABLE TO GRD ROD,VER | 289.29 | EA | 1
GMR181H | United States | USD | MOLD,CABLE TO GRD ROD,VER | 289.29 | EA | 1
NX1181G | United States | USD | ONE-SHOT,CABLE TO GRD ROD | 29.21 | EA | 6
BMCFA38 | United States | USD | MOLD,BUS BAR,HORZ TEE BAR | 212.91 | EA | 1
ESBP8 | Europe | USD | CONNECTOR,SPLIT BOLT,DUAL | 4.45 | EA | 100
NCR16Y5 | United States | USD | MOLD,CABLE TO GRD ROD,HOR | 289.29 | EA | 1
PQDM3333S277 | United States | USD | PQDM-12-1P-277V, FSPM3333 | 4518.89 | EA | 1
EGBA14224GE | United States | USD | BAR,GRD BUS,1/4 X 2 X 24 | 186 | EA | 1
FLXPABB0044 | United States | USD | FLEXIBAR,ADV,8X32X1,ABB | 434.77 | EA | 1
534031PHM03 | United States | USD | FLEXIBAR,ADV,3X40X1MM,PHM | 200.42 | EA | 1
PHR2Q2C | United States | USD | MOLD,CABLE, VERT THRU PAR | 289.29 | EA | 1
557250 | United States | USD | BRAID,FLAT,20X1.5,CU,140 | 9.09 | MR | 1
XLHAA1H | United States | USD | MOLD,CABLE TO HORZ STL,HO | 132.28 | EA | 0
RCE56Y2 | United States | USD | MOLD,CABLE TO REBAR,VERT | 596.26 | EA | 1
SBB2703P10B | United States | USD | EPP,PANEL,HORIZ ASSY,RACK | 346.35 | EA | 0
TACY5Y1 | Europe | USD | MOLD TACY5Y1 | 212.91 | EA | 1
TAC1L2G | United States | USD | MOLD,CABLE,HORZ TEE | 212.91 | EA | 1
B150G07 | United States | USD | BATTING,SET DETAIL | 4.32 | EA | 100
LPC33958 | United States | USD | BASE,CU,CAST, CONE, | 42.76 | EA | 1
TGBA29L18P | United States | USD | BUSBAR,CU,1/4X2X29IN,TGB, | 221 | EA | 1
M12H0004HD | United States | USD | 1 X 4IN HDG SLOTTED CHANN | 9200 | EA | 1
A927F199 | United States | USD | BOLT,HEX HEAD,1/2-13 X 1 | 3.61 | EA | 1
549470 | United States | USD | BRACKET,SUPPORT,BUSBAR, | 9.59 | EA | 10
VVR9FV4 | United States | USD | MOLD,CABLE TO VERT STL,VE | 289.29 | EA | 1
XACY6Y4 | Europe | USD | MOLD XACY6Y4 | 212.91 | EA | 1
633463 | Europe | USD | EARTH ROD,CU BOND,THREAD | 55.52 | EA | 5
B102EEOLNBLK | United States | USD | LUG,CU,1/4 X 1 W/2-9/16 H | 73.17 | EA | 0
EL12SAEDCF | United States | USD | COUPLER,LENTON,#4,EPOXY, | 26.97 | EA | 1
CM24CP50CA | United States | USD | CLIP,RAIL,FLANGE,ASSY, | 5.15 | EA | 100
503230EES01 | United States | USD | BRAID,CU,TIN,400MM2,3LYR, | 379.2 | EA | 1
VSC2GSW | United States | USD | MOLD,CABLE TO VERT STL,45 | 212.91 | EA | 1
553110 | United States | USD | CLAMP,BUSBAR,HCBC 100, | 103.77 | EA | 1
PTC2Q1L | Europe | USD | MOLD PTC2Q1L | 212.91 | EA | 1
HKH2L2 | United States | USD | MOLD,CABLE,TO HORZ STL PI | 373.05 | EA | 1
LPA807 | Asia | USD | CABLE STRAP | 20.78 | EA | 1
SBGR1181LPLUS | United States | USD | ONE SHOT,#3 SOL THRU #6 | 15.29 | EA | 6
LPC48512 | United States | USD | PLUG,CU,FOR 1/2-12 INSERT | 4.86 | EA | 1
B150G09 | United States | USD | PACKING,PREFAB,.25 X 1 1/ | 4.53 | EA | 50
LPC443 | United States | USD | SPLICE,CU,BARE,PARALLEL | 64.95 | EA | 1
LPC2942F5F | Europe | USD | ADAPTER,CU,COUPL.,1/2IN | 19.9 | EA | 1
TAC3D9H | United States | USD | MOLD,CABLE,HORZ TEE | 212.91 | EA | 1
TAC3D1T | United States | USD | MOLD,CABLE,HORZ TEE | 212.91 | EA | 1
6158807 | United States | USD | KIT,GRD ROD,CU BONDED | 138.25 | EA | 5
534047GE12 | United States | USD | FLEXIBAR,ADV,8X63X1,GE | 525.26 | EA | 1
LPS417 | Asia | USD | POINT,SS,INDUSTRIAL STACK,5/8IN X 84IN T | 303.09 | EA | 0
VBC2GV5C | United States | USD | MOLD,CABLE TO VERT STL,VE | 212.91 | EA | 1
SSC2G2J | United States | USD | MOLD,CABLE,HORZ SPLICE | 212.91 | EA | 1
L159 | United States | USD | CLAMP,HANDLE,E-Z CHANGE 4 | 155.84 | EA | 1
LJCEG3X | United States | USD | MOLD,CABLE TO BUS/LUG,HOR | 212.91 | EA | 1
LPC66524 | Europe | USD | CONNECTION,THRU,ROOF,W/PV | 228.58 | EA | 1
534052RW12 | United States | USD | FLEXIBAR,ADV,8X80X1MM,RW, | 336.17 | EA | 10
CAHAA2CC | United States | USD | MOLD,CABLE TO HORZ STL,HO | 129.72 | EA | 1
XAC1D1D | United States | USD | MOLD,CABLE,HORZ X SAME PL | 212.91 | EA | 1
556710 | Asia | USD | EARTH BRAID MBJ 25-300-10 | 8.34 | EA | 10
553220 | Asia | USD | BUSBAR CLAMP BC 50 ZB | 35.51 | EA | 8
LPA228STOSCN | United States | USD | POINT,AL,BLUNT,1/2 X 48IN | 18.36 | EA | 1
ERICORE180U | United States | USD | DOWNCONDUCTOR,LIGHTNING, | 23614.068 | EA | 1
RRA531T | United States | USD | MOLD,CABLE TO REBAR,HORZ | 129.72 | EA | 1
XLTAC3A2Q | United States | USD | MOLD,CABLE,HORZ TEE | 207.39 | EA | 1
PTD3D3DW | United States | USD | MOLD,CABLE, HORZ THRU PAR | 491.7 | EA | 1
EPCEE | United States | USD | MOLD,BUS BAR,VERT ELL TAP | 212.91 | EA | 1
123330 | United States | USD | FRAME,ASSY,304 STAINLESS | 399.6 | EA | 1
M4955E | United States | USD | WELDER,ASSY,FRAME,ETN CON | 372.06 | EA | 1
PB19GY162Q | United States | USD | MOLD,CABLE TO GRD ROD,VER | 430.5 | EA | 1
SBGR1181V | United States | USD | ONE-SHOT,CABLE TO GRD ROD | 13.76 | EA | 6
47858010AEP | United States | USD | ROD,GRD,5/8,CU PLATED,15 | 54.35 | EA | 0
SBB298D22A | United States | USD | RISER,BOOTLEG,3 IN O.D. X | 139.16 | EA | 1
PBB150G07 | United States | USD | PACKING,CONNECTION,PB99SS | 203.88 | EA | 0
SPDS200120/240 | United States | USD | PQI, TDX200S120/240 | 4523.57 | EA | 1
SBA2511B | United States | USD | CLIP,RETAINER,TRACK CIRCU | 11.12 | EA | 50
EGBA14630NN | United States | USD | BAR,ASSY,GRD BUS,1/4 X 6 | 486 | EA | 1
585169ADV | United States | USD | KIT,FLEXIBAR,ADVANCED, | 114.28 | EA | 1
EGBA14320BB | United States | USD | BAR,GRD BUS,1/4 X 3 X 20 | 198 | EA | 0
UTB15SP | Asia | USD | UTB, 1PAIR, PLUGABLE, 15V, 2A, 20kA | 146.64 | EA | 1
534018GE09 | United States | USD | FLEXIBAR,ADV,4X24X1MM,GE, | 124 | EA | 10
A928Q002 | United States | USD | NUT,THRD INSERT,NEO WELL | 3.19 | EA | 1
B101EEOL | Europe | USD | LUG,CU,1/4 X 1 W/-19/16 H | 18.9 | EA | 1
ADCOMP058 | United States | USD | SHARP FINIAL TIP, D/SMKIV | 67.54 | EA | 1
CAHAA1GA | United States | USD | MOLD,CABLE TO HORZ STL,HO | 129.72 | EA | 1
568719 | United States | USD | EARTHBAR EBD20AL | 3.2 | EA | 10
B165R | Europe | USD | B165 GROUNDING RECEPTACLE | 199.45 | EA | 1
548510 | United States | USD | INSULATOR,BUSBAR,ISO TP | 3.63 | EA | 25
4H912 | Asia | USD | CADDY, BEAM CLIP | 186.42 | EA | 100
PGC2Q1V | United States | USD | MOLD,CABLE,HORZ THRU | 212.91 | EA | 1
B2611A | United States | USD | CLAMP,ASSY,STATIC GRD,1 1 | 167.27 | EA | 1
534010DYE05 | United States | USD | FLEXIBAR,ADV,2X20X1,DYE | 16.16 | EA | 25
GYR14Y3 | United States | USD | MOLD,CABLE TO GRD ROD,VER | 289.29 | EA | 1
E11000MM | United States | USD | CABLE,DOWNCONDUCTOR,50MM2 | 21148.743 | EA | 1
PB750PLUSF80 | United States | USD | CADWELD PLUS,#750,F80 | 59.16 | EA | 10
ISONVSTRIPCS | Europe | USD | CASE,TOOL,ISONVSTRIP | 244.05 | EA | 1
TACY1Y1 | Europe | USD | MOLD TACY1Y1 | 212.91 | EA | 1
TAC2C1T | United States | USD | MOLD,CABLE,HORZ TEE | 212.91 | EA | 1
MCS100R5 | United States | USD | BRACKET,SUPPORT,#12/14 AC | 22.24 | EA | 10
534011ABB05 | United States | USD | FLEXIBAR,ADV,3X20X1,ABB | 94.25 | EA | 10
PB10LA9EEG | United States | USD | MOLD,CABLE TO BUS/LUG,HOR | 153.72 | EA | 1
EL57T43TP9ES | United States | USD | COUPLER, LENTON POSITION, | 289.69 | EA | 1
INTCPTADM58 | Asia | USD | ADAPTER, FITTING,ER2XXXXSS TO 5/8 IN AT | 98.73 | EA | 0
562130 | United States | USD | IBSB ADV 25-90-6 | 3.1 | EA | 1
PB41HA1Y | United States | USD | MOLD,CABLE TO HORZ STL,HO | 100.45 | EA | 1
HDSSC2QHQ | United States | USD | MOLD,CABLE HORZ SPLICE | 212.91 | EA | 1
EL32D6Q | United States | USD | ANCHOR,LENTON TERMINATOR, | 38.41 | EA | 1
CA45XF19 | Europe | USD | WELD METAL,ALLOY,XF19 CAT | 11.08 | EA | 20
CA45PLUSXF19 | Europe | USD | CADWELD PLUS,#45,XF19 | 14.01 | EA | 20
ETMAGSDBT | United States | USD | BAR,GROUND,STANDOFF,TOP | 222.68 | EA | 1
LPC502A | Europe | USD | SPLICE,CABLE,STAMPED ASSE | 13.32 | EA | 1
534020FW06 | United States | USD | FLEXIBAR,ADV,6X24X1MM,FW, | 275.07 | EA | 25
534027IR07 | United States | USD | FLEXIBAR,ADV,6X32X1MM,IR, | 346.58 | EA | 1
HDPTC2L2CW | United States | USD | MOLD,CABLE,HORZ THRU PARA | 253.23 | EA | 1
EL43TP9 | United States | USD | COUPLER,LENTON POSITION,# | 118.93 | EA | 1
560101 | United States | USD | PUNCH,STEEL,.531 W/DIE | 124.23 | EA | 0
SBTBBU4ACWP | United States | USD | BOND,KIT,BOOTLEG,W/COUPLE | 10.78 | EA | 100
EGBA14420AA | United States | USD | BAR,GRD BUS,1/4 X 4 X 20 | 238 | EA | 1
TACSF2Q | United States | USD | MOLD,CABLE,HORZ TEE | 212.91 | EA | 1
SBTBS3412B | United States | USD | BOND,SWITCH,3/16 & 1 TAB | 6.98 | EA | 0
HDVBC9CV3C | United States | USD | MOLD,CABLE TO VERT STL,VE | 212.91 | EA | 1
534038L3MP | United States | USD | FLEXIBAR,BUSBAR,MTO, | 381.98 | EA | 50
A238FD2S24RH | United States | USD | CLAMP,FENCE,4/0 X 24 IN F | 293.44 | EA | 1
XBV3D2Q | United States | USD | MOLD,CABLE,HORZ X LAPPED | 935.06 | EA | 1
ERICORE039T | United States | USD | DOWNCONDUCTOR,LIGHTNING, | 6376.62 | EA | 1
561161 | Asia | USD | POWER BLOCK SB 125AL | 8.59 | EA | 1
534040SI04 | United States | USD | FLEXIBAR,ADV,6X50X1MM,SI, | 189.05 | EA | 10
SBB200E | United States | USD | MOLD,WEB SIGNAL BOND,5/16 | 144.3 | EA | 1
ZCCSS14 | United States | USD | MOLD,CABLE,NO BUILD-UP | 212.91 | EA | 1
568671 | United States | USD | CONNECTOR 25 FOR EARTHING | 0.95 | EA | 10
MBE05 | United States | USD | MOLD,BLANK,250300 STYLE E | 596.26 | EA | 1
TDSMT277 | United States | USD | DIVERTER,SHUNT,ALARM,TDS | 742.51 | EA | 0
LPC248 | United States | USD | POINT,CU,5/8IN X 48IN | 253.86 | EA | 1
FLXPABB0040 | United States | USD | FLEXIBAR,ADV,3X20X1MM,ABB | 99.75 | EA | 1
557300 | United States | USD | BRAID,CU,TINNED, 25 M LG, | 18.94 | MR | 25
534045L3MP | United States | USD | FLEXIBAR,BUSBAR,MTO, | 99999.99 | EA | 50
HDTAC2Q1L | Europe | USD | MOLD HDTAC2Q1L | 212.91 | EA | 1
PTC9ES7 | United States | USD | MOLD,CABLE, HORZ THRU PAR | 212.91 | EA | 1
PB10GR162G | United States | USD | MOLD,CABLE TO GRD ROD,VER | 153.72 | EA | 1
GYE372QW | United States | USD | MOLD,CABLE TO GRD ROD,VER | 656.74 | EA | 1
YCE2G2G | United States | USD | MOLD,CABLE,VERT Y VERT T | 596.26 | EA | 1
LU57TMS15D | United States | USD | LENTON ULTIMATE,MALE, | 70.75 | EA | 1
LPA570 | Asia | USD | BOLT,U,CASTING ASSEMBLY | 21.88 | EA | 1
534435 | Asia | USD | IBSB ADV 185-330-10-12 | 63.15 | EA | 2
PTC3D3D | United States | USD | MOLD,CABLE, HORZ THRU PAR | 212.91 | EA | 1
EGBA14220JJ | United States | USD | BAR,GRD BUS,1/4 X 2 X 20 | 158 | EA | 1
RBVB17075D | United States | USD | BASIN,POURING,#9 VERTICAL | 625.81 | EA | 1
A109AU | United States | USD | CABLE,SAMPLE,6 IN LONG,25 | 13.62 | EA | 1
GYR14Y3 | Europe | USD | MOLD GYR14Y3 | 289.29 | EA | 1
VBC1KV8C | United States | USD | MOLD,CABLE TO VERT STL,VE | 212.91 | EA | 1
TAC2G2V | United States | USD | MOLD,CABLE,HORZ TEE | 212.91 | EA | 1
RC70 | United States | USD | CLAMP,REBAR,COND 8-2/0,1 | 56.09 | EA | 0
633450 | Europe | USD | EARTH ROD,CU BOND,THREAD | 42.08 | EA | 5
EGBA38460NN | United States | USD | BUSBAR,GRD,CU,3/8X4X60,NN | 747 | EA | 1
SSCY5 | United States | USD | MOLD,CABLE,HORZ SPLICE | 212.91 | EA | 1
MBB15CCL | United States | USD | MOLD,BLANK,3 X 3 X 7 IN S | 196.93 | EA | 1
GFCP160Y1 | United States | USD | MOLD,CABLE TO GRD ROD,HOR | 212.91 | EA | 1
VNCSFLH | United States | USD | MOLD,CABLE TO VERT STL,HO | 212.91 | EA | 1
LACY4EAK | Europe | USD | MOLD LACY4EAK | 212.91 | EA | 1
SBS8TINSRD | United States | USD | BOND STRAND,INSUL,S8 3/16 | 2.72 | EA | 1000
RRH552Q | United States | USD | MOLD,CABLE TO REBAR HORZ | 373.05 | EA | 1
PTC2Q1V | United States | USD | MOLD,CABLE,HORZ THRU PARA | 212.91 | EA | 1
285031B | United States | USD | KIT,FLEXIBBAR,LAM | 1503.65 | EA | 1
PB10VS1H | United States | USD | MOLD,CABLE TO VERT STL,45 | 153.72 | EA | 1
TAC2Q9CW | United States | USD | MOLD,CABLE,HORZ TEE | 273.39 | EA | 1
TAC1T2V | United States | USD | MOLD,CABLE,HORZ TEE | 212.91 | EA | 1
GTC22Y8 | Europe | USD | MOLD GTC22Y8 | 212.91 | EA | 1
LAC18EK | United States | USD | MOLD,CABLE TO BUS/LUG,HOR | 212.91 | EA | 1
HDGTD313Q | United States | USD | MOLD,CABLE TO GRD ROD,VER | 451.38 | EA | 1
GGC2Q18 | United States | USD | MOLD,CABLE TO GRD ROD,HOR | 212.91 | EA | 1
XBQ2B2B | United States | USD | MOLD,CABLE,HORZ X LAPPED, | 406.5 | EA | 1
CPC16CAJ | Europe | USD | MOLD CPC16CAJ | 212.91 | EA | 1
VSCY5 | United States | USD | MOLD,CABLE TO VERT STL,45 | 212.91 | EA | 1
534001LAM38 | United States | USD | FLEXIBAR,ADV,3X9X.08,LAM | 192.42 | EA | 1
534026PDI31 | United States | USD | FLEXIBAR,ADV,5X32X1MM,PDI | 206.03 | EA | 10
GRB8424 | United States | USD | GR BAR,1/4INX4INX24IN,56 | 94.8 | EA | 50
G1A | United States | USD | LITERATURE,ELECTRICAL,WIR | 102999.99 | EA | 0
XBM7S7S | United States | USD | MOLD,CABLE,HORZ X LAPPED | 481.47 | EA | 1
LPA662CTO | United States | USD | ROD,AL,THREADED,1/2IN DIA | 4.4 | EA | 1
LPC244MBST | Asia | USD | POINT,CU,BLUNT BARE,16MM X 500MM | 79.9 | EA | 1
ZZSERVICE | United States | USD | ITEM,MRO,SERVICES | 1.53 | EA | 0
BMDEAMEAM | United States | USD | MOLD,BUS BAR,HORZ TEE BAR | 451.38 | EA | 1
S05F | Asia | USD | SLEEVE,CU,FLARED,1/0 CONC | 2.83 | EA | 25
RJC531V | United States | USD | MOLD,CABLE TO REBAR,VERT | 212.91 | EA | 1
RRH59Y6 | United States | USD | MOLD,CABLE TO REBAR,HORZ | 373.05 | EA | 1
B104GM001 | United States | USD | LUG,CU,TINNED,3/8X4X6 IN, | 31.64 | EA | 1
XLSVR2Q | United States | USD | MOLD,CABLE,VERT SPLICE | 196.18 | EA | 1
550620 | United States | USD | BUSBAR PCB 30 X 5 4MTR | 351.62 | EA | 10
557220 | Asia | USD | BRAID, FTCB15-8 | 5.33 | MT | 25
VFC2C | United States | USD | MOLD,CABLE TO VERT STL,VE | 212.91 | EA | 1
534041KOM06 | United States | USD | FLEXIBAR,ADV,8X50X1MM,KOM | 290.92 | EA | 1
553150 | Asia | USD | CONNECTING BAR CB 7X16 | 6.36 | EA | 10
GPECEAK0242V024 | United States | USD | ELECTRODE,GRD PLATE,1/32X | 240.13 | EA | 1
EL32S5B | United States | USD | COUPLER,LENTON,STRAIGHT, | 55.07 | EA | 1
PBW2C | United States | USD | MOLD,PAIR,CABLE HORZ TO W | 186.06 | EA | 1
LPC803 | United States | USD | STRAP,CU,CABLE,1/2IN WIDE | 0.94 | EA | 1
GYE161T | United States | USD | MOLD,CABLE TO GRD ROD,VER | 596.26 | EA | 1
LPA221ST | United States | USD | POINT,AL,BLUNT,1/2 X 10IN | 11.93 | EA | 1
505662 | United States | USD | BUSBAR,SPECIAL,C11000 CU | 157.15 | EA | 1
LQEGH1V | United States | USD | MOLD,CABLE TO BUS/LUG,VER | 596.26 | EA | 1
EGBB14424EE | United States | USD | BAR,GRD BUS,1/4 X 4 X 24 | 278 | EA | 1
549010 | United States | USD | BUSBAR,5 MM,THD,M6,20X5, | 265.26 | EA | 4
534053RW27 | United States | USD | FLEXIBAR,ADV,10X80X1,RW | 284.87 | EA | 1
RBW6556HA | United States | USD | SLEEVE,CADWELD,LOW SLIP # | 70.43 | EA | 1
ZZ6PP | United States | USD | APPLICATION ENGINEERING | 107499.99 | EA | 0
615815 | United States | USD | ROD,GRD,5/8X15,CU BONDED | 90.67 | EA | 5
RCE552C | United States | USD | MOLD,CABLE TO REBAR,VERT | 596.26 | EA | 1
BC812M | Asia | USD | CADDY, BEAM CONDUIT CLAMP | 412.69 | EA | 0
613400GAL01 | United States | USD | ROD,GRD,3/4X10,CU BONDED | 65.56 | EA | 5
A804A02C121 | United States | USD | CABLE,CU,WELDING,2/0 CONC | 94.14 | EA | 1
503235 | United States | USD | BRAID,TINNED,FLAT,15-300 | 2.44 | EA | 0
A800A01F100 | United States | USD | CABLE,CU,BARE,#4 CONC,7 S | 280.71 | EA | 1
EL57TA2SS | United States | USD | COUPLER,LENTON STANDARD,# | 520.22 | EA | 1
534038 | United States | USD | FLEX ADV2MTC 4X50X1 | 344.02 | EA | 1
508101 | Asia | USD | FleXbus Sup. Kit/Edge 3P, 87.5 x 119 | 92.76 | EA | 1
PB10GLDE2Q | United States | USD | MOLD,CABLE TO LUG,HORZ SP | 153.72 | EA | 1
VSC1HV3 | United States | USD | MOLD,CABLE TO VERT STL,45 | 212.91 | EA | 1
A238EB2S18LH | United States | USD | CLAMP,FENCE,4/0X18IN,FLEX | 170.21 | EA | 1
VFR2QV1.50 | United States | USD | MOLD,CABLE TO VERT STL,VE | 270.36 | EA | 1
EL22CIPPBG250 | United States | USD | PROTECTOR,THREAD,A12 THD, | 0.48 | EA | 250
557750 | United States | USD | RAIL,DIN,2M LG,5.5MM HIGH | 6.83 | EA | 15
RCE582L | United States | USD | MOLD,CABLE TO REBAR,VERT | 596.26 | EA | 1
PB10SS3S4X | United States | USD | MOLD,CABLE,HORZ SPLICE | 153.72 | EA | 1
RBT711101 | United States | USD | SPLICE,KIT,#7/#11 CADWELD | 191.97 | EA | 1
LPA554 | United States | USD | BASE,STAMPED,AND CAP ASSE | 11.57 | EA | 1
534041PHM30 | United States | USD | FLEXIBAR,ADV,8X50X1MM,PHM | 330.18 | EA | 1
GYE181Q | United States | USD | MOLD,CABLE TO GRD ROD,VER | 596.26 | EA | 1
PTCY4Y5 | United States | USD | MOLD,CABLE TO HORZ THRU | 212.91 | EA | 1
PTCT3T3 | United States | USD | MOLD,CABLE,HORZ THRU PARA | 212.91 | EA | 1
GYR16Y5 | United States | USD | MOLD,CABLE TO GRD ROD,VER | 289.29 | EA | 1
LJC2V001 | United States | USD | MOLD,CABLE TO BUS/LUG,HOR | 212.91 | EA | 1
FLXPLAM0007 | Asia | USD | 718-A57357-001 | 381.38 | EA | 1
LPC610BI58 | United States | USD | BASE,CU,CAST,CONCEALED | 34.86 | EA | 1
285023L2 | United States | USD | KIT,FLEXIBBAR,LAM | 618.718 | EA | 10
HAF37001 | United States | USD | MOLD,CABLE TO HORZ STL,HO | 507.28 | EA | 1
VNC1GLH | United States | USD | MOLD,CABLE TO VERT STL,HO | 212.91 | EA | 1
PBC12S13B | United States | USD | BOND,RAIL C,4/0 RLAY 13 L | 39.81 | EA | 0
A929A069 | United States | USD | WASHER,FLAT,1/4,18-8SSTL, | 0.04 | EA | 0
LPC55212 | United States | USD | LUG,CU,CAST,BONDING,1/2IN | 12.66 | EA | 1
B548A91 | United States | USD | KIT,MOUNT,HARDWARE,INSUL/ | 22.91 | EA | 1
TACY9Y3 | United States | USD | MOLD,CABLE,HORZ TEE | 212.91 | EA | 1
GYE161H | United States | USD | MOLD,CABLE TO GRD ROD,VER | 596.26 | EA | 1
B3399 | United States | USD | PULLEY,DRIVE,GRINDER,3-7/ | 56.75 | EA | 0
FJ2Q384 | United States | USD | JUMPER,SWAGED,4/0 CONC | 524.57 | EA | 1
ECRH082C4U | United States | USD | GROUND ROD,ASSY,KIT.8 FT, | 1907.78 | EA | 1
MGRCE1T | United States | USD | MOLD,CABLE TO BUS/LUG,VER | 289.29 | EA | 1
A811C20TF20 | United States | USD | STRIP,CU,20GA X 3 IN,20FT | 187.08 | EA | 1
PBW12Q48B | United States | USD | BOND,JOINT,4/0 CONC WEB,4 | 65.09 | EA | 1
GYE188G | United States | USD | MOLD,CABLE TO GRD ROD,VER | 596.26 | EA | 1
A809A04F80 | United States | USD | WIRE,CU,SOL,BARE,#6 HARD, | 92.44 | EA | 1
534056ABB04 | United States | USD | FLEXIBAR,ADV,6X100X1,ABB, | 250.59 | EA | 1
GTC182QHQ | United States | USD | MOLD,CABLE TO GRD ROD | 212.91 | EA | 1
TDX100M240D | United States | USD | PROTECTOR,SURGE,TDX100M,3 | 1499.77 | EA | 1
RDH562QM | United States | USD | MOLD,CABLE TO REBAR,HORZ | 284.59 | EA | 1
CAHBA1G4 | United States | USD | MOLD,CABLE TO HORZ CAST I | 129.72 | EA | 1
LPC675 | United States | USD | STRAP,CU,CABLE TO PIPE | 101.51 | EA | 1
PB13STY2RH | United States | USD | MOLD,CABLE TO RAIL,HORZ | 208.86 | EA | 1
GLCCE1V | Europe | USD | MOLD GLCCE1V | 212.91 | EA | 1
EGBA14412EE | United States | USD | BAR,GRD BUS,1/4 X 4 X 12 | 150 | EA | 1
551090 | Asia | USD | BUSBAR SUPPORT UBS 3/10TN | 343.65 | EA | 1
CAHEA1V12 | United States | USD | MOLD,CABLE,TO HORZ CAST I | 129.72 | EA | 1
LPC330L | Asia | USD | BASE,TERMINAL,MOUNT,PIPE 1 THRU 1-1/2 IP | 82.89 | EA | 0
CATAN2C1V | United States | USD | MOLD,CABLE,HORZ TEE | 261.02 | EA | 1
LPC516 | Asia | USD | CLAMP,CABLE,SMOOTHWEAVE PARALLEL,BRONZE | 20.95 | EA | 1
560850 | Asia | USD | CAP CAPB6 | 1.19 | EA | 100
SSC9FW | United States | USD | MOLD,CABLE,HORZ SPLICE | 253.23 | EA | 1
NCR16Y5 | Europe | USD | MOLD NCR16Y5 | 289.29 | EA | 1
EL12PFFN | United States | USD | FORMSAVER,PARALLEL, | 4.26 | EA | 50
CCL04A | United States | USD | CLIP, COMPOSITE CABLE, | 1.48 | EA | 100
ERICORE020T | United States | USD | DOWNCONDUCTOR,LIGHTNING, | 3884.02 | EA | 1
25F80 | United States | USD | WELD METAL,CADWELD,F80 | 9.51 | EA | 20
GRC16Y4 | Europe | USD | MOLD GRC16Y4 | 212.91 | EA | 1
LECT6PAJ | United States | USD | MOLD,CABLE TO BUS/LUG,HOR | 212.91 | EA | 1
5015200 | United States | USD | ORGO-THERMIT REACTION | 444.71 | EA | 1
ZCCSS7 | Europe | USD | MOLD ZCCSS7 | 212.91 | EA | 1
CBSC14 | Asia | USD | CU-BONDED STEEL CONDUCTOR,100M,14.2MM | 1052.42 | EA | 1
503220GLC001 | United States | USD | BRAID,CU,TINNED,CUSTOM | 452.45 | EA | 1
PB13VB4K | United States | USD | MOLD,CABLE TO VERT STL,VE | 208.86 | EA | 1
XACT2 | United States | USD | MOLD,CABLE,HORZ X SAME PL | 212.91 | EA | 1
B540A841 | United States | USD | BUSBAR,ASSY,3/8X6X16,CU, | 253.68 | EA | 1
XADP9Y9 | United States | USD | MOLD,CABLE,HORZ X SAME PL | 451.38 | EA | 1
SB32PLUSF80 | Asia | USD | CADWELD PLUS,#32,F80,WHITE | 4.2 | EA | 20
VVF2QB | United States | USD | MOLD,CABLE TO VERT STL,VE | 507.28 | EA | 1
RBT911101B | United States | USD | MATERIAL,FILLER,#9/#11 T- | 54.21 | EA | 1
563800 | United States | USD | BLOCK,DISTRIBUTION,MULTI | 23.36 | EA | 1
ELIPG18125 | United States | USD | LENTON,ISO PLUG GAGE | 339.58 | EA | 1
SBS8TCINS664 | United States | USD | BOND STRAND,INSUL,S8 TINN | 2.46 | EA | 100
563603 | United States | USD | BRAID,SHUNT,INSULATED, | 7.77 | EA | 10
GYR18Y1 | Europe | USD | MOLD GYR18Y1 | 289.29 | EA | 1
PBWX3LH | United States | USD | MOLD,RAIL,FORMED CABLE TO | 97.02 | EA | 1
PTC1T1H | United States | USD | MOLD,CABLE, HORZ THRU PAR | 212.91 | EA | 1
XADY9Y9 | Europe | USD | MOLD XADY9Y9 | 451.38 | EA | 1
SB20108 | United States | USD | BOND,CADWELD TAB,3/16X9 3 | 8.84 | EA | 100
23101002 | United States | USD | CATCH,DOOR; 7/32 INCH HOL | 1.28 | EA | 200
548700 | United States | USD | INSULATOR,BUSBAR,ISO TP | 2.1 | EA | 50
HDTAC2Q2QW | United States | USD | MOLD,CABLE,HORZ TEE | 273.39 | EA | 1
DINRL6 | United States | USD | 6IN PDR DIN RAIL | 5.67 | EA | 1
RAC2G | United States | USD | MOLD,GRD ROD TO RECEPTACL | 212.91 | EA | 1
EGBA12412GG | United States | USD | BAR,GRD BUS,1/2 X 4 X 12 | 234 | EA | 1
560950 | United States | USD | KIT,BUSBAR,ABS PROFILE | 20.85 | EA | 1
VSC2CV21C | United States | USD | MOLD,CABLE TO VERT STL,45 | 212.91 | EA | 1
ECRCTP | United States | USD | CAP,ASSY,CHEMROD,PIPE PLU | 37.18 | EA | 0
TAC8N8N | United States | USD | MOLD,CABLE,HORZ TEE | 212.91 | EA | 1
LPC2823F2F | United States | USD | ADAPTER,CU,SWIVEL,3/8IN | 50.27 | EA | 1
B399E | United States | USD | FRAME ASSY,MAGNETIC,FOR | 42.85 | EA | 0
534029ABB07 | United States | USD | FLEXIBAR,ADV,10X32X1,ABB, | 153.11 | EA | 5
CAF11V24 | United States | USD | BOND,CATH,2 CONC CLASS B, | 40.05 | EA | 1
HDVBC2L | United States | USD | MOLD,CABLE TO VERT STL,VE | 212.91 | EA | 1
VSC1TV1 | United States | USD | MOLD,CABLE TO VERT STL,45 | 212.91 | EA | 1
HTCY7 | United States | USD | MOLD,CABLE TO HORZ STL,HO | 212.91 | EA | 1
CMC16PAM | Europe | USD | MOLD CMC16PAM | 212.91 | EA | 1
534026PDI45 | United States | USD | FLEXIBAR,ADV,5X32X1MM,PDI | 100.01 | EA | 10
SSCY42V | United States | USD | MOLD,CABLE,HORZ SPLICE | 212.91 | EA | 1
SB20116W2 | United States | USD | BOND,CADWELD HF,3/16X9-3/ | 16.21 | EA | 100
PCCW6W6 | United States | USD | MOLD,CABLE,HORZ TAP PARAL | 198.99 | EA | 1
S2713 | United States | USD | MOLD,CLIP,3 IN | 1.64 | EA | 0
VVR2Q012 | United States | USD | MOLD,CABLE TO VERT STL,VE | 289.29 | EA | 1
DT230030R | United States | USD | TYPE 2, 300V, 3 0 | 229.14 | EA | 1
RBF15 | United States | USD | MATERIAL,FILLER,REBAR FER | 7.21 | EA | 1
XAC2P2P | United States | USD | MOLD,CABLE,HORZ X SAME PL | 212.91 | EA | 1
SES160BFP | United States | USD | SES160B FLUSH PLATE | 25.75 | EA | 1
EAKEAMEAM | United States | USD | MOLD,BUS BAR,HORZ X FLAT | 966.13 | EA | 1
TACY7W3 | United States | USD | MOLD,CABLE,HORZ TEE | 212.91 | EA | 1
LPC451 | Asia | USD | LUG,CU,TERMINAL BONDING, (EYE CONNECTOR) | 62.34 | EA | 1
LECY4FAM | United States | USD | MOLD,CABLE TO BUS/LUG, | 212.91 | EA | 1
LPC224B | Asia | USD | AIR TERM,LTNG,1/2X18,BARE | 38.25 | EA | 1
A238GC2S24LH | United States | USD | CLAMP,FENCE,4/0 X 24 IN F | 254.22 | EA | 1
558480 | United States | USD | KIT,CONTACT,HARDWARE,M12X | 2.47 | EA | 100
PB70SC3B001 | United States | USD | MOLD,CABLE,HORZ SPLICE SI | 366.25 | EA | 1
B140A | United States | USD | SHIM,CU,.013 X 3 IN X 1 1 | 1.25 | EA | 50
BMCPA031 | United States | USD | MOLD,6X31MM BUS TO 6X31MM | 212.91 | EA | 1
EGBA14214GCT | United States | USD | BUSBAR,GRD,CU,1/4X2X14,GC | 144 | EA | 1
611380HA01UPC | United States | USD | ROD,GRD,1/2X8,CU CLAD,10 | 20.58 | EA | 5
B295X51Z60 | United States | USD | LABEL,ADHESIVE,TYPE 2 | 86.03 | EA | 0
534047L3M | United States | USD | FLEXIBAR,ADV,8X63X1MM,3M | 1047.9 | EA | 1
RC100 | Asia | USD | CLAMP,REBAR,COND 10-100MM2,BAR 18-36MM | 85.51 | EA | 1
RDC531T | United States | USD | MOLD,CABLE TO REBAR,HORZ | 212.91 | EA | 1
HDGTC182QW | United States | USD | MOLD,CABLE TO GRD ROD VER | 273.39 | EA | 1
LPC805 | United States | USD | STRAP,CU,CABLE,5/8IN WIDE | 1.12 | EA | 1
LJCCAJT3 | United States | USD | MOLD,CABLE TO BUS/LUG,HOR | 212.91 | EA | 1
RB45SC23075LHK | United States | USD | BASIN,POURING,#18-#14,45D | 854.52 | EA | 1
20M | Asia | USD | CLIP,CONDUIT,1 1/4 9/32 PLAIN HOLE | 175.93 | EA | 0
RBT1418101HSA | United States | USD | SLEEVE,CADWELD,#14/#18 T | 189.66 | EA | 1
LPC801 | Asia | USD | SADDLE, CABLE, ONE HOLE, CU | 0.84 | EA | 1
SSPD1P1M550 | Europe | USD | SSPD, SINGLE PHASE, SINGL | 217.45 | EA | 1
CACHAADC12 | United States | USD | MOLD,BUS TO HORZ STL,THRU | 129.72 | EA | 1
PCC1V2Q | United States | USD | MOLD,CABLE, HORZ TAP PARA | 212.91 | EA | 1
TAC3Q2V | United States | USD | MOLD,CABLE,HORZ TEE | 212.91 | EA | 1
TWR107A3 | Europe | USD | MOLD TWR107A3 | 289.29 | EA | 1
534010ABB24 | United States | USD | FLEXIBAR,ADV,2X20X1MM,ABB | 134.92 | EA | 1
EL28D16 | United States | USD | COUPLER,LENTON,TERMINATOR | 18.11 | EA | 1
EGBA384120BB | United States | USD | BAR,GRD BUS,3/8 X 4 X 120 | 1485 | EA | 1
EL50TA2ES | United States | USD | COUPLER,LENTON,A2,50MM, | 190.81 | EA | 1
SBK060SP | United States | USD | BOOTLEG RISER KIT | 70.93 | EA | 1
615855 | United States | USD | ROD,GRD,5/8X5,CU BONDED | 23.37 | EA | 5
GTC332S | United States | USD | MOLD,CABLE TO GRD ROD, T | 212.91 | EA | 1
PBC105P | Europe | USD | CLAMP,ADJUSTABLE WEB, | 327.59 | EA | 1
ERICORE043T | United States | USD | DOWNCONDUCTOR,LIGHTNING, | 6901.37 | EA | 1
GTC141T | United States | USD | MOLD,CABLE TO GRD ROD,VER | 212.91 | EA | 1
LPA27812 | United States | USD | BALL,AL,SAFETY,1/2IN | 23.89 | EA | 1
611300HA01UL | United States | USD | ROD,GRD,1/2X10,CU CLAD,10 | 43.82 | EA | 5
424212 | United States | USD | STANDARD CLEVIS, 14 IN EG | 15.54 | EA | 2
GR1161L | Europe | USD | ONE-SHOT,CABLE TO GRD ROD | 19.88 | EA | 12
LPC669 | United States | USD | STRAP,CU,CABLE STAND-OFF | 70.4 | EA | 1
534040 | Asia | USD | FLEXIBAR ADV2MTC 6X50X1 | 466.57 | EA | 1
CAHAA1HAG | United States | USD | MOLD,CABLE TO HORZ STL,HO | 129.72 | EA | 1
PBW33S9WS | United States | USD | BOND KIT,STUB END WEB,500 | 50.87 | EA | 50
XLHSC2G | Europe | USD | MOLD,CABLE TO STL OR CAST | 252.73 | EA | 1
CASST007 | United States | USD | MOLD,CABLE,HORZ SPLICE | 207.39 | EA | 1
TAC9B1V | United States | USD | MOLD,CABLE,HORZ TEE | 212.91 | EA | 1
XLTAC9F9FW | United States | USD | MOLD,CABLE,HORZ TEE | 313.21 | EA | 1
LPC422 | United States | USD | POINT,CU,BARE,INDUSTRIAL | 141.09 | EA | 1
EL25P9Q | United States | USD | COUPLER,LENTON,POSITION, | 108.26 | EA | 1
CA15XF19 | United States | USD | WELD METAL,CU,XF19 CATHOD | 5.37 | EA | 20
SES320FP | United States | USD | SES320, FLUSH PLATE | 123.41 | EA | 1
LJCEALY8 | Europe | USD | MOLD LJCEALY8 | 212.91 | EA | 1
613859PT | United States | USD | ROD,GRD,3/8X5,CU BONDED | 42.14 | EA | 5
EGBA14412BBT | United States | USD | BAR,GRD BUS,1/4 X 4 X 12 | 174 | EA | 1
FMCDMV01 | Asia | USD | CLAMP,HANDLE,CADWELD MULTI VERTICAL | 563.98 | EA | 1
534028MJP05 | United States | USD | FLEXIBAR,ADV,8X32X1MM,MJP | 189.84 | EA | 1
LPP743 | Europe | USD | PROTECTOR,PVC,CABLE,TO | 29.17 | EA | 1
LJCAG2Q | United States | USD | MOLD,CABLE TO BUS/LUG,HOR | 212.91 | EA | 1
715054 | United States | USD | KIT,CONTACT,RAIL,DOUBLE, | 14.22 | EA | 1
CAHBA1H6 | United States | USD | MOLD,CABLE TO HORZ CAST I | 129.72 | EA | 1
SGT150M | Asia | USD | Spark Gap Type 1 Module, 50V | 276.31 | EA | 1
534014 | Asia | USD | FLEX ADV2MTC 6X20X1 | 158.03 | EA | 3
GYEP300Y5 | United States | USD | MOLD,CABLE TO GRD ROD,VER | 596.26 | EA | 1
B101EG90 | United States | USD | LUG,CU,1/4 X 1 1/2 W/1- | 46.84 | EA | 10
HAA1V7C | United States | USD | MOLD,CABLE TO HORZ STL,HO | 129.72 | EA | 1
LPC544L | United States | USD | CLAMP,CU,STAMPED,GUTTER | 51.87 | EA | 1
GYE162C | United States | USD | MOLD,CABLE TO GRD ROD,VER | 596.26 | EA | 1
FLXPRW0010 | United States | USD | FLEXIBAR,ADV,6X32X1MM,RW, | 343.12 | EA | 1
TAC8F8C | United States | USD | MOLD,CABLE,HORZ TEE | 212.91 | EA | 1
RBB14101B | United States | USD | MATERIAL,FILLER,GROUP | 79.07 | EA | 1
534026SE13 | United States | USD | FLEXIBAR,ADV,5X32X1MM,SE, | 214.11 | EA | 1
XACY6Y1 | United States | USD | MOLD,CABLE,HORZ X SAME PL | 212.91 | EA | 1
PBAT13B002 | United States | USD | BOND,ARC WELD JOINT,AT1 3 | 44.63 | EA | 1
534027RW23 | United States | USD | FLEXIBAR,ADV,6X32X1,RW | 251.49 | EA | 1
PB13ST2QA150LH | United States | USD | MOLD,CABLE TO RAIL,HORZ T | 208.86 | EA | 1
615800 | Europe | USD | EARTH ROD,CU BOND,POINTED | 48.26 | EA | 5
557320IR06 | United States | USD | BRAID,CU,TINNED,70MM2,M10 | 57.84 | EA | 1
GYE221V | United States | USD | MOLD,CABLE TO GRD ROD,VER | 596.26 | EA | 1
TMGBC20L27P | Europe | USD | GRD BAR ASSY,TELECOM,CU, | 220 | EA | 1
ELF38AFN | United States | USD | FLANGE,LENTON,FORMSAVER, | 8.9 | EA | 1
PGT1H1HM | United States | USD | MOLD,CABLE, HORZ THRU PAR | 139.13 | EA | 1
534045APG14 | United States | USD | FLEXIBAR,ADV,5X63X1MM,APG | 188.39 | EA | 1
EL43TD14 | United States | USD | ANCHOR,TERMINATOR ASTMAA | 173.58 | EA | 1
VSC1GV3C | United States | USD | MOLD,CABLE TO VERT STL,45 | 212.91 | EA | 1
LPC30558V | Asia | USD | BASE,CU,VERT MOUNT,5/8 IN POINT | 46.44 | EA | 1
XBP1G1G | United States | USD | MOLD,CABLE,HORZ X LAPPED | 233.95 | EA | 1
GRT14C1H | United States | USD | MOLD,CABLE TO GRD ROD,VER | 207.39 | EA | 1
LPS417 | United States | USD | POINT,SS,INDUSTRIAL STACK | 303.09 | EA | 1
LU12MT12D | United States | USD | LENTON ULTIMATE,MALE, | 9.37 | EA | 1
534034EPI03 | United States | USD | FLEXIBAR,ADV,6X40X1MM,EPI | 135.3 | EA | 1
545800 | United States | USD | PUNCH,TOOL,6.5MM | 194.12 | EA | 1
XLLJCEG3Q | Europe | USD | MOLD,CABLE TO BUS/LUG, | 212.91 | EA | 1
PB45 | United States | USD | WELD METAL,CADWELD RAIL P | 6.06 | EA | 50
534034GE27 | United States | USD | FLEXIBAR,ADV,6X40X1MM,GE, | 219.74 | EA | 10
615840LP | United States | USD | ROD,GRD,5/8X4,CU BONDED, | 19.14 | EA | 1
TACY2Y1 | Europe | USD | MOLD TACY2Y1 | 212.91 | EA | 1
B532A1L48 | United States | USD | PLATE,GRD,ASSY,STRAIGHT,4 | 130.06 | EA | 1
SBB200X | United States | USD | MOLD,WEB SIGNAL BOND,25MM | 140.82 | EA | 1
558931 | Asia | USD | FLEX FOLD-U SHAPE MFFU | 1940.75 | EA | 1
LJCPALY9 | Europe | USD | MOLD LJCPALY9 | 212.91 | EA | 1
553151 | United States | USD | BAR,CONNECTION,ALUMINIUM, | 9.24 | EA | 10
PB72QVJH85A001 | United States | USD | MOLD,CABLE TO LUG,HORZ TA | 366.25 | EA | 1
PBC2WRHM | Europe | USD | MOLD,C BOND,250KCM RLAY, | 153.72 | EA | 1
LPC62612 | United States | USD | ADAPTER,CU,THRU-ROOF, | 99.28 | EA | 1
534019LAM09 | United States | USD | FLEXIBAR,ADV,5X24X1MM,LAM | 393.25 | EA | 1
554470 | United States | USD | POLY,SLEEVE,50 M,GREY, | 1.72 | MR | 1
ML4PKG26 | United States | USD | PACKAGE,PIN,QUICK-WEDGE | 51.46 | EA | 1
ILCOUPL | United States | USD | COUPLING,MAST,INLINE | 531.6 | EA | 1
534005 | Asia | USD | FLEX ADV2MTC 6X13X0,5 | 70.17 | EA | 4
CAFCA1V6 | United States | USD | MOLD,CABLE,TO HORZ C.I.PI | 129.72 | EA | 1
568614 | United States | USD | CONNECTOR,KIT FOR EBC133 | 2.14 | EA | 1
534060EPI01 | United States | USD | FLEXIBAR,ADV,10X120X1,EPI | 424.87 | EA | 1
554308 | Asia | USD | CPI 25-600-10 | 25.48 | EA | 1
GTC18Y8 | United States | USD | MOLD,CABLE TO GRD ROD,VER | 212.91 | EA | 1
534053PDI19 | United States | USD | FLEXIBAR,ADV,10X80X1,PDI | 799.17 | EA | 1
RDH572G | United States | USD | MOLD,CABLE TO REBAR,HORZ | 373.05 | EA | 1
GTC161L | United States | USD | MOLD,CABLE TO GRD ROD,VER | 212.91 | EA | 1
PTC9B2Q | United States | USD | MOLD,CABLE,HORZ THRU PARA | 212.91 | EA | 1
SI60I | Europe | USD | INTERCEPTOR,ESE, DELTA 60 | 7626.83 | EA | 1
534427 | Asia | USD | IBSB ADV 100-1030-8-10 | 87.36 | EA | 10
GTC188C | United States | USD | MOLD,CABLE TO GRD ROD,VER | 212.91 | EA | 1
PB19GY182G | United States | USD | MOLD,CABLE TO GRD ROD,VER | 430.5 | EA | 1
LPC37112 | Asia | USD | MOUNT,PIPE,HORIZONTAL CASTING ASSEMBY | 64.8 | EA | 1
560890 | Asia | USD | ABS MODULE 2/10 | 63.21 | EA | 1
557260IR07 | United States | USD | BRAID,CU,TINNED,1INX500M | 19.27 | EA | 1
534057L3M | United States | USD | FLEXIBAR,ADV,8X100X1MM,3M | 1620.14 | EA | 1
EGBC14206NN | United States | USD | BAR,GRD BUS,1/4 X 2 X 6 | 42 | EA | 1
GTC182QW | United States | USD | MOLD,CABLE TO GRD ROD,VER | 273.39 | EA | 1
SSC2G1T | United States | USD | MOLD,CABLE,HORZ SPLICE | 212.91 | EA | 1
508055 | United States | USD | BRAID,FLEXIBLE, | 2101.35 | EA | 1
534039TR05 | United States | USD | FLEXIBAR,ADV,5X50X1,TR | 71.21 | EA | 1
EHL58C1KSAMP | United States | USD | HAMMERLOCK,CU,5/8 GRD ROD | 165.96 | EA | 1
XBM2L2LM | United States | USD | MOLD,CABLE,HORZ X LAPPED | 441.88 | EA | 1
XLHAA1T | United States | USD | MOLD,CABLE TO HORZ STL,HO | 132.28 | EA | 1
FLXPABB0085 | United States | USD | FLEXIBAR,ADV,8X63X1MM,ABB | 240.825 | EA | 1
HAA1T7C | United States | USD | MOLD,CABLE TO HORZ STL, | 129.72 | EA | 1
S27131 | United States | USD | MOLD,CLIP,4 IN | 2.48 | EA | 0
TSF6A120VSC | United States | USD | TSF SOCO POWERLOSS / FLAT | 470.04 | EA | 1
508038 | Asia | USD | FleXbus Cond., 640 mm?, 10,000 mm | 1304.52 | EA | 1
HVC12 | United States | USD | MOLD,STUD TO VERT STL | 212.91 | EA | 1
508108 | United States | USD | BRACKET, FLEXBUS, KIT, | 127.11 | EA | 1
534023ABBI03 | United States | USD | FLEXIBAR,ADV,2X32X1,ABBI | 44.51 | EA | 10
NCR222Q | United States | USD | MOLD,CABLE TO GRD ROD,HOR | 289.29 | EA | 1
RCE53Y4 | United States | USD | MOLD,CABLE TO REBAR,VERT | 596.26 | EA | 1
TAC3D9D | United States | USD | MOLD,CABLE,HORZ TEE | 212.91 | EA | 1
PTC2Q3AW | United States | USD | MOLD,CABLE,HORZ THRU PARA | 253.23 | EA | 1
B183D | United States | USD | HINGE,ASSY,DOUBLE L TYPE | 3.55 | EA | 1
VFR2VV6 | United States | USD | MOLD,CABLE TO VERT STL, | 289.29 | EA | 1
ECRB3M | United States | USD | ELECTRODE,SUBASSY,CHEM GR | 1320.77 | EA | 0
T315A | United States | USD | TOOL,KIT | 681.58 | EA | 1
PCC2L2G | United States | USD | MOLD,CABLE,HORZ TAP PARAL | 212.91 | EA | 1
EL43TP8 | United States | USD | COUPLER,LENTON POSITION, | 236.26 | EA | 1
QF25 | Europe | USD | QUICKFILL GROUND ENHANCME | 49.62 | EA | 1
SSC2Q9F | United States | USD | MOLD,CABLE,HORZ SPLICE | 212.91 | EA | 1
CSP1SMA600 | Europe | USD | COAXIAL SURGE PROTECTOR, | 140.6 | EA | 1
PTCY6Y2 | United States | USD | MOLD,CABLE, HORZ THRU PAR | 212.91 | EA | 1
GPR16Y4 | United States | USD | MOLD,CABLE TO GRD ROD,VER | 289.29 | EA | 1
LAC3BEE | United States | USD | MOLD,300RPLY TO 1/4INXIIN | 212.91 | EA | 1
568679 | United States | USD | EARTHING & NEUTRAL BUSBAR | 6.89 | EA | 10
PQS100277/480 | United States | USD | PROTECTOR,SURGE,PQS100,27 | 2531.17 | EA | 1
B158 | Asia | USD | CHAIN,LINK MASTER 20IN | 28.63 | EA | 1
VTC2L | United States | USD | MOLD,CABLE TO VERT STL,HO | 212.91 | EA | 1
PB72QVJH84C | United States | USD | MOLD,CABLE TO LUG,HORZ | 366.25 | EA | 1
LAC9FEE | United States | USD | MOLD,CABLE TO BUS/LUG,HOR | 212.91 | EA | 1
SSCY4 | United States | USD | MOLD,CABLE,HORZ X | 212.91 | EA | 1
MBA70 | United States | USD | MOLD,BLANK,VERTICAL SPLIT | 403.25 | EA | 1
LPC502 | United States | USD | SPLICE,CABLE,STAMPED ASSE | 13.67 | EA | 1
VLC2QLH | United States | USD | MOLD,CABLE TO VERT STL,HO | 212.91 | EA | 1
LMCEG2V | United States | USD | MOLD,CABLE TO BUS/LUG,VER | 212.91 | EA | 0
508000 | United States | USD | BRAID,FLEXIBLE, | 223.45 | EA | 1
PTC1V1G | United States | USD | MOLD,CABLE, HORZ THRU PAR | 212.91 | EA | 1
EGBB14420CC | United States | USD | BAR,GRD BUS,1/4 X 4 X 20 | 234 | EA | 1
RBT11101H | United States | USD | SPLICE,KIT,#11 CADWELD T- | 225.14 | EA | 1
SBPAJB60 | United States | USD | BOND,PLUG,S5 60 LONG | 16.92 | EA | 1
GRB2212 | United States | USD | BUSBAR,ASSY,1/4 X 2 X 12 | 35.08 | EA | 100
534042EPI03 | United States | USD | FLEXIBAR,ADV,10X50X1,EPI, | 301.89 | EA | 1
534031ABBI02 | United States | USD | FLEXIBAR,ADV,3X40X1MM,TIN | 48.52 | EA | 1
TACW2W2 | United States | USD | MOLD,CABLE,HORZ TEE | 212.91 | EA | 1
EHL58C2G | United States | USD | CONNECTOR,COMPRESSION,CU, | 23.81 | EA | 25
RBVB14080J | United States | USD | BASIN,POURING,#14 VERTICA | 570.44 | EA | 1
VSC1PV3C | United States | USD | MOLD,CABLE TO VERT STL,45 | 212.91 | EA | 1
HDPTC3A2CW | United States | USD | MOLD,CABLE, HORZ THRU PAR | 253.23 | EA | 1
XLVBC1H | United States | USD | MOLD,CABLE TO VERT STL, | 252.73 | EA | 1
RBT8101HA | United States | USD | SLEEVE,CADWELD,#8 T-SERIE | 93.77 | EA | 1
M2322 | United States | USD | FRAME,ASSY,3 X 5 IN 3 PC | 144.66 | EA | 0
6158660 | Europe | USD | EARTH ROD,CU BOND,POINTED | 34.22 | EA | 5
534011NFI01 | United States | USD | FLEXIBAR,ADV,3X20X1MM,NFI | 28.61 | EA | 1
534010LAM02 | United States | USD | FLEXIBAR,ADV,2X20X1MM,LAM | 180.97 | EA | 10
LPC224 | United States | USD | POINT,CU,1/2IN X 18IN | 78.78 | EA | 1
CASST1D | United States | USD | MOLD,CABLE,HORZ SPLICE | 207.39 | EA | 1
560920 | Asia | USD | ABS KIT 200X10 | 22.79 | EA | 1
L5003Z5LH | United States | USD | FRAME,MOLD,LEFT HAND FOR | 208.86 | EA | 1
LJCCALY6 | Europe | USD | MOLD LJCCALY6 | 212.91 | EA | 1
HDPTD3D9F | United States | USD | MOLD,CABLE,HORZ THRU PARA | 451.38 | EA | 1
EGBC12230NN | United States | USD | BAR,GRD BUS,1/2 X 2 X 30 | 480 | EA | 0
SGD1121SRNE | United States | USD | DIVERTER,SURGE,SPRAKGAP, | 211.13 | EA | 1
615880LP | United States | USD | GR RD, PTD, CU-BOND, NOM | 37.38 | EA | 1
545851 | United States | USD | DIE,TOOL,6.5X13MM | 420.4 | EA | 1
534410 | Asia | USD | IBSB ADV 50-530-8-10 | 27.26 | EA | 10
GYR18Y3 | Europe | USD | MOLD GYR18Y3 | 289.29 | EA | 1
PCC1L1G | United States | USD | MOLD,CABLE, HORZ TAP PARA | 212.91 | EA | 1
RDH562V | United States | USD | MOLD,CABLE TO REBAR,HORZ | 373.05 | EA | 1
TAC1H1B | United States | USD | MOLD,CABLE,HORZ TEE | 212.91 | EA | 1
PB115 | Europe | USD | WELD METAL,CADWELD RAIL P | 11.99 | EA | 10
EHL12FC2G | Europe | USD | HAMMERLOCK,CU,1/2 GRD ROD | 22.06 | EA | 25
ENDEHEH | United States | USD | MOLD,BUS BAR,HORZ ELL BAR | 451.38 | EA | 1
534530 | Asia | USD | IBS ADV 240-830-12 | 249.27 | EA | 2
MBA80 | United States | USD | MOLD,BLANK,VERTICAL SPLIT | 219.53 | EA | 1
GRC16Y6 | Europe | USD | MOLD GRC16Y6 | 212.91 | EA | 1
558221ADV | United States | USD | IBSBADV 50-530-8-10 E&I | 13.48 | EA | 100
HSCT1 | United States | USD | MOLD,CABLE TO HORZ STL,HO | 212.91 | EA | 1
LJCEG1P | United States | USD | MOLD,CABLE TO BUS/LUG,HOR | 212.91 | EA | 1
EGBD14212NN | United States | USD | BAR,GRD BUS,1/4 X 2 X 12 | 94 | EA | 1
LPC509 | Europe | USD | CLIP ASSY,SECONDARY CABLE | 13.7 | EA | 25
GEC18 | Europe | USD | MOLD GEC18 | 212.91 | EA | 1
ECM175 | United States | USD | CONNECTOR,LUG,CU,OFFSET T | 7.96 | EA | 0
ZZLPDESIGN | United States | USD | CHARGE FOR DESIGN WORK | 1.53 | EA | 0
615885 | United States | USD | ROD,GRD,5/8X8,CU BONDED | 33.68 | EA | 5
PTC3H3A | United States | USD | MOLD,CABLE, HORZ THRU PAR | 212.91 | EA | 1
LECV | United States | USD | DIGITAL LIGHTNING EVENT C | 854.4 | EA | 1
A927F234 | United States | USD | BOLT,HEX,HEAD,3/8-16 X 2- | 1.23 | EA | 0
LPC803L | Asia | USD | STRAP,CU,CABLE,1/2 WIDE ONE HL,SCR/NAIL | 2.91 | EA | 1
LPLC482SH | Asia | USD | FASTENER,LEAD,COVERED,2-BOLT | 113.51 | EA | 1
534010ABB26 | United States | USD | FLEXIBAR,ADV,2X20X1MM,ABB | 122.44 | EA | 1
SBK145CRC | United States | USD | RISER KIT,BOOTLEG,CONRAIL | 89.64 | EA | 1
LPA27758 | United States | USD | COUPLER,MALE,TERMINAL,AIR | 5.8 | EA | 1
PBCY3AM | Europe | USD | MOLD PAIR ONLY,50MM2 CONC | 153.72 | EA | 1
B2122Q36 | United States | USD | LUG,BOND,3/16 X 1 LUG 1 H | 108.74 | EA | 1
EGBA14414BF | United States | USD | BAR ASSY,GRD BUS,1/4 X 4 | 172 | EA | 1
LPLC437SH | United States | USD | BASE,CU,TOP MOUNT,LEAD | 320.69 | EA | 1
RCE561T | United States | USD | MOLD,CABLE TO REBAR,VERT | 596.26 | EA | 1
685880 | United States | USD | ROD,GRD,SS,5/8X8 | 202.42 | EA | 1
GTC141Y | United States | USD | MOLD,CABLE TO GRD ROD,VER | 212.91 | EA | 1
HTCY4 | United States | USD | MOLD,CABLE TO HORZ STL,HO | 212.91 | EA | 1
XACY2Y1 | Europe | USD | MOLD XACY2Y1 | 212.91 | EA | 1
SSCY7Y4 | Europe | USD | MOLD SSCY7Y4 | 212.91 | EA | 1
XL115 | Europe | USD | WELDMETAL XL115 | 65.58 | EA | 4
EL16SA | United States | USD | COUPLER,LENTON,SA,#5 | 16.03 | EA | 1
GYR187S | United States | USD | MOLD,CABLE TO GRD ROD,VER | 289.29 | EA | 1
VBCS7V4 | United States | USD | MOLD,CABLE TO VERT STL,VE | 212.91 | EA | 1
PCC1H1H | United States | USD | MOLD,CABLE, HORZ TAP PARA | 212.91 | EA | 1
GTC222L | United States | USD | MOLD,CABLE TO GRD ROD, | 212.91 | EA | 1
508032 | Asia | USD | FleXbus Cond., 640 mm?, 4,000 mm | 597.84 | EA | 1
LPC30558H | United States | USD | BASE,CU,HORZ MOUNT,5/8 IN | 44.21 | EA | 1
TDX100M277/480 | Asia | USD | PROTECTOR,SURGE,277/480V 4W+G,100KA/PH | 1324.76 | EA | 1
534056RW35 | United States | USD | FLEXIBAR,ADV,6X100X1,RW | 212.66 | EA | 1
B143A | United States | USD | PACKING,REBAR,CONN,.25 X | 2.31 | EA | 20
549420 | Asia | USD | BRACKET CABS - M | 6.43 | EA | 10
SBNX1181G | United States | USD | ONE-SHOT,CABLE TO GRD ROD | 22.07 | EA | 6
GTC14Y4 | United States | USD | MOLD,CABLE TO GRD ROD,VER | 212.91 | EA | 1
SVR2V001 | United States | USD | MOLD,CABLE,VERT SPLICE | 289.29 | EA | 1
B2122V40 | United States | USD | LUG,BOND,3/16X1,LUG,1HOLE | 120.81 | EA | 1
B545A02 | United States | USD | BRACKET,MOUNTING,3-4 IN B | 7 | EA | 0
534056ABB11 | United States | USD | FLEXIBAR,ADV,6X100X1,ABB, | 548.17 | EA | 1
BMCPALPAL | United States | USD | MOLD,BUS BAR,HORZ TEE BAR | 212.91 | EA | 1
HVSETM10 | United States | USD | WELD,SET,HV SET M10 | 17.15 | EA | 20
EDT2550M | Asia | USD | ENHANCED TYPE 2 MODULE, 550V | 98.06 | EA | 0
RJE592Q | United States | USD | MOLD,CABLE TO REBAR,VERT | 596.26 | EA | 1
EL22SAQ | United States | USD | COUPLER,LENTON,SA,#7, | 29.65 | EA | 1
FLXPABB0083 | United States | USD | FLEXIBAR,ADV,8X32X1MM,ABB | 252.257 | EA | 1
XLPTC2G2G | United States | USD | MOLD,CABLE,HORZ THRU PARA | 252.73 | EA | 1
554322 | Asia | USD | CPI 35-200-12 | 18.6 | EA | 1
HDC58 | Asia | USD | CLAMP,GRD ROD,STL BRZ,HEA | 7.57 | EA | 50
556920 | United States | USD | BRAID,ROUND,CU,300MM LG | 4.88 | EA | 10
CAHBA1G3 | United States | USD | MOLD,CABLE,TO HORZ CAST I | 129.72 | EA | 1
CAB117A | United States | USD | DISK,STL,3/4 DIA | 0.06 | EA | 0
CAPCP2G1G | United States | USD | MOLD,CABLE, HORZ TAP PARA | 233.95 | EA | 1
RBW346766 | United States | USD | FRAME,CRUCIBLE,6 IN | 557.96 | EA | 1
B103EGOL001 | United States | USD | LUG,CU,1/4 X 1 1/2 W/2-7/ | 20.87 | EA | 0
508107 | Asia | USD | FleXbus Sup. Kit Flat 3P, 138 x 123 | 106.24 | EA | 1
GTC162C | Europe | USD | MOLD GTC162C | 212.91 | EA | 1
CAHBA1L12 | United States | USD | MOLD,CABLE TO HORZ CAST I | 129.72 | EA | 1
RRA531L | United States | USD | MOLD,CABLE TO REBAR,HORZ | 129.72 | EA | 1
PBAUF43B20 | United States | USD | BOND ASSY,ARC WELD 3RD | 56.91 | EA | 1
534041PHM25 | United States | USD | FLEXIBAR,ADV,8X50X1MM,PHM | 247.11 | EA | 1
A929H004 | United States | USD | WASHER,SEALING,3/8 NEOPRE | 3.98 | EA | 1
S429F2S16 | United States | USD | SLEEVE,CU,FLARED,4/0 RLAY | 2.95 | EA | 25
VBR3QV6 | United States | USD | MOLD,CABLE TO VERT STL, | 289.29 | EA | 1
TDX200S120/208 | United States | USD | PROTECTOR,SURGE,TDX200S,3 | 2493.02 | EA | 1
HDSSD9K | United States | USD | MOLD,CABLE,HORZ SPLICE | 451.38 | EA | 1
XBZ9H9H | United States | USD | MOLD,CABLE,HORZ X LAPPED | 610.58 | EA | 1
LPC225ST | Asia | USD | POINT,CU,BLUNT,1/2IN X 24IN - NICKEL P | 86.56 | EA | 1
EL12CIPPBG250 | United States | USD | PROTECTOR,THREAD,A12 THD, | 0.46 | EA | 250
SBD51 | Asia | USD | DIE,HAMMER,5/16 | 82.48 | EA | 1
SX40SSY3003 | United States | USD | MOLD,CABLE,HORZ SPLICE | 966.13 | EA | 1
B277C1 | United States | USD | FRAME,ASSY,FOR SPLIT T MO | 43.59 | EA | 0
LPC55238 | United States | USD | LUG,CU,CAST,BONDING,3/8IN | 12.66 | EA | 1
DSD1101S150 | Asia | USD | DIVERTER,SURGE,150V,10KA,1 MODE,DSD | 68.38 | EA | 1
534041KOM13 | United States | USD | FLEXIBAR,ADV,8X50X1MM,KOM | 245.36 | EA | 1
DSF20A150V | United States | USD | FILTER,SURGE,1PH,150V,20A | 386.39 | EA | 1
M12H0010HD | United States | USD | 1 X 10IN HDG SLOTTED CHAN | 9200 | EA | 1
GRCP200Y6 | Europe | USD | MOLD GRCP200Y6 | 212.91 | EA | 1
EGRD58 | United States | USD | DRIVER,ROD,GRD,5/8 | 528.28 | EA | 0
541775 | United States | USD | FLEXIBAR END COVER 24 | 1.35 | EA | 12
HDTAC2V2V | United States | USD | MOLD,CABLE,HORZ TEE | 212.91 | EA | 1
715109 | United States | USD | LUG,CABLE,PKS35/12-H | 4.57 | EA | 1
FLXPABB0077 | United States | USD | FLEXIBAR,ADV,8X32X1,ABB | 455.39 | EA | 1
DT148030R | Europe | USD | DIVERTER,TYPE 1, 480V, 30 | 413.82 | EA | 1
BACCAJ | Europe | USD | MOLD BACCAJ | 212.91 | EA | 1
RPSCW9STPW2 | United States | USD | WALKWAY,9 STEPS | 167896.72 | EA | 1
LPC619A | United States | USD | CONNECTOR,CU,UNIVERSAL | 74.71 | EA | 1
ERICORE031T | United States | USD | DOWNCONDUCTOR,LIGHTNING, | 5327.09 | EA | 1
RRC51Y5 | Europe | USD | MOLD RRC51Y5 | 212.91 | EA | 1
PVT1750SM | Asia | USD | PV T1 SIDE MODULE, 750 VDC | 66.32 | EA | 24
B13722 | United States | USD | DRIVE,ROD,SLEEVE 1 CU ROD | 172.86 | EA | 1
GR1182GPLUS | United States | USD | ONE-SHOT,CABLE TO GRD ROD | 25.17 | EA | 6
XB3Y6T1 | Europe | USD | MOLD XB3Y6T1 | 466.79 | EA | 1
DT27520R | United States | USD | TYPE 2, 75V, 2 0 | 127.16 | EA | 1
560860 | United States | USD | MODULE,SUPPORT,BUSBAR,ADJ | 57.11 | EA | 1
559120 | United States | USD | BLADE,FLEXIBAR SHEAR | 148.12 | EA | 1
EGBA14210SS | United States | USD | BAR,GRD BUS,1/4 X 2 X 10 | 88 | EA | 1
B295X51Z76 | United States | USD | LABEL,ADHESIVE,TYPE 2 | 86.03 | EA | 0
PTCY8Y7 | United States | USD | MOLD,CABLE, HORZ THRU PAR | 212.91 | EA | 1
ADCOMP41 | United States | USD | DYNASPHERE,TERMINAL,MUSLI | 268.39 | EA | 1
FDS11 | United States | USD | PROTECTOR,DIN MOUNT SURGE | 117.95 | EA | 1
B112 | Europe | USD | SLEEVE,CU,.212 ID X .264 | 1.13 | EA | 25
LECT2EAL | United States | USD | MOLD,CABLE TO BUS/LUG,HOR | 212.91 | EA | 1
EL25D6GV | United States | USD | ANCHOR,LENTON TERMINATOR, | 108.31 | EA | 1
A805A05CBF | United States | USD | CABLE,COMP,THFT DET,CU BN | 7.21 | EA | 1
SLK15L5 | Asia | USD | SLK2 WITH HOOK, 1.5MM WIRE 5M LONG | 1420.84 | EA | 100
VBC2Q003 | United States | USD | MOLD,CABLE TO VERT STL,VE | 212.91 | EA | 1
VGC1L2 | United States | USD | MOLD,CABLE TO VERT STL,HO | 212.91 | EA | 1
GYE372V | United States | USD | MOLD,CABLE TO GRD ROD,VER | 596.26 | EA | 1
PTC1L1L | Europe | USD | MOLD PTC1L1L | 212.91 | EA | 1
VVR2C | United States | USD | MOLD,CABLE TO VERT STL,VE | 289.29 | EA | 1
534034FL02 | United States | USD | FLEXIBAR,ADV,6X40X1,FL | 286.35 | EA | 1
MBA26 | United States | USD | MOLD,BLANK,250/300 R PRIC | 226.88 | EA | 1
TAC3D1V | United States | USD | MOLD,CABLE,HORZ TEE | 212.91 | EA | 1
534048RW29 | United States | USD | FLEXIBAR,ADV,10X63X1MM,RW | 257.12 | EA | 10
PTD3A9J | United States | USD | MOLD,CABLE, HORZ THRU PAR | 451.38 | EA | 1
EGBA14416CC | United States | USD | BAR,GRD BUS,1/4 X 4 X 16 | 194 | EA | 1
GRC312V | United States | USD | MOLD,CABLE TO GRD ROD,VER | 212.91 | EA | 1
ERICORE285U | United States | USD | DOWNCONDUCTOR,LIGHTNING | 37388.979 | EA | 1
563900 | Asia | USD | BD 80-100A 6 TER | 22.75 | EA | 50
EL3222P9 | United States | USD | COUPLER,LENTON POSITION,# | 122.78 | EA | 1
PTCY5Y5 | United States | USD | MOLD,CABLE,HORZ THRU PARA | 212.91 | EA | 1
LECY5CAJ | United States | USD | MOLD,CABLE TO BUS/LUG, | 212.91 | EA | 1
PQDS2000S277 | United States | USD | PQDS-2-1P-277V, | 802.12 | EA | 1
EPGC141120 | United States | USD | PERIMETER,GRD,STRAIGHT, | 265.45 | EA | 1
B548A01 | United States | USD | MOUNTING,HDWE,BUS BAR,1/2 | 13.61 | EA | 1
TAC3D9J | United States | USD | MOLD,CABLE,HORZ TEE | 212.91 | EA | 1
TDX100M277/480 | Europe | USD | PROTECTOR,SURGE,277/480V | 1324.76 | EA | 1
SBK341WDIW | United States | USD | WHEEL DROP DOWN INDICATOR | 72.49 | EA | 1
508103 | United States | USD | BRACKET, FLEXBUS, KIT, | 106.09 | EA | 1
SBTBJ3448 | United States | USD | BOND,JUMPER,3/16 & 1 TAB | 16.52 | EA | 25
HDGRC182Q | United States | USD | MOLD,CABLE TO GRD ROD,VER | 212.91 | EA | 1
554398B | United States | USD | BRAID,SS,LUG,50MM2,BULK | 70.16 | EA | 50
SES320F240D | United States | USD | SES, 320KA, FILTER, 240V | 1339.74 | EA | 1
CWP1J | Asia | USD | CLAMP,WATER PIPE,1/2-1IN,BRNZ,10SOL-2STR | 8.34 | EA | 25
561610 | United States | USD | METAL SPACER M4 X 35 | 0.95 | EA | 50
559686 | United States | USD | INS,2-1/4,1/2-13 X 5/8 | 3.86 | EA | 25
B112 | United States | USD | SLEEVE,CU,.212 ID X .274 | 1.13 | EA | 25
EGBA14412BD | United States | USD | BAR,GRD BUS,1/4 X 4 X 12 | 150 | EA | 1
LPC588 | United States | USD | CLAMP,CU,ADJUSTABLE,PIPE, | 158.09 | EA | 1
PB10GT182G | United States | USD | MOLD,CABLE TO GRD ROD,VER | 208.86 | EA | 1
ELFB16X003 | United States | USD | LENTON FORM SAVER BOLT, | 7.92 | EA | 1
LPC305L58H | United States | USD | BASE,CU,HORZ MOUNT,5/8 IN | 71.04 | EA | 1
ERICORE104T | United States | USD | DOWNCONDUCTOR,LIGHTNING, | 14903.915 | EA | 1
RDC521L | United States | USD | MOLD,CABLE TO REBAR,HORZ | 212.91 | EA | 1
B101GG | United States | USD | LUG,CU,3/8 X 1 1/2 W/1-11 | 37.86 | EA | 20
RBVC28010E | United States | USD | BASIN,POURING,#10 VERTICL | 1139.37 | EA | 1
ML563 | United States | USD | TOOL CASE,QUICK-WEDGE,ASS | 437.46 | EA | 1
EGFP2K | United States | USD | MAST,LIGHTNING,GALV,18FT | 5153.1 | EA | 1
563605 | Asia | USD | BRAID MBJYG 6-300-6 , Y/G INSULATED | 9.66 | EA | 10
VSCS7V2W | United States | USD | MOLD,CABLE TO VERT STL,45 | 233.07 | EA | 1
560071 | United States | USD | PUNCH,STEEL,.343 W/DIE | 124.23 | EA | 0
B117C50 | Europe | USD | DISK,STL,1-1/2 INCH,50 PI | 0.19 | EA | 50
XLPTCY4Y4 | Europe | USD | MOLD XLPTCY4Y4 | 252.73 | EA | 0.5
545980 | United States | USD | KIT,TOOL,CRIMPING,HTC3-4 | 235.05 | EA | 1
LPA30512 | United States | USD | BASE,AL,HORZ/VERT MOUNT,1 | 23.89 | EA | 1
534010ABB29 | United States | USD | FLEXIBAR,ADV,2X20X1MM,ABB | 169.77 | EA | 1
DT27510R | Asia | USD | Type 2, 75V, 1 0 | 98.86 | EA | 10
SSC9D | United States | USD | MOLD,CABLE,HORZ SPLICE | 212.91 | EA | 1
XLRTC522Q | United States | USD | MOLD,CABLE TO REBAR,HORZ | 252.73 | EA | 1
USC060EG | Asia | USD | OD 60.3 MM, DN 50 | 386.35 | EA | 50
563606 | United States | USD | BRAID,SHUNT,INSULATED, | 5.6 | EA | 10
TAC2V2C | United States | USD | MOLD,CABLE,HORZ TEE | 212.91 | EA | 1
534035DSN02 | United States | USD | FLEXIBAR,ADV,8X40X1MM,DSN | 97.71 | EA | 1
EL28CFFPW | United States | USD | LENTON,FORM SAVER,PLASTIC | 3.64 | EA | 25
TACY5Y9 | Europe | USD | MOLD TACY5Y9 | 212.91 | EA | 1
LPC245B | United States | USD | POINT,CU,5/8IN X 24 IN | 77.3 | EA | 1
DH58CD | United States | USD | DRIVE,ROD,SLEEVE,5/8 CU | 74.44 | EA | 0
NCR181V | United States | USD | MOLD,CABLE TO GRD ROD,HOR | 289.29 | EA | 1
CD2B | Asia | USD | CADDY, CONDUIT CLIP ZP | 117.93 | EA | 100
FLXPIR0005 | United States | USD | FLEXIBAR,ADV,3X20X1MM,IR, | 122.83 | EA | 1
EGBA14112EE | United States | USD | BAR ASSY,GRD BUS,1/4X1X12 | 78 | EA | 1
534412 | United States | USD | IBSB ADV 50-830-8-10 | 40.64 | EA | 10
GTC162CW | United States | USD | MOLD,CABLE TO GRD ROD,VER | 273.39 | EA | 1
VTC2Q6 | United States | USD | MOLD,CABLE TO VERT STL,HO | 212.91 | EA | 1
LPA140250 | United States | USD | CABLE,AL,SMOOTH WEAVE,10 | 1.75 | FT | 250
LPA810 | United States | USD | HOLDER,AL,STAMPED,CABLE | 0.99 | EA | 1
GTC161G | United States | USD | MOLD,CABLE TO GRD ROD,VER | 212.91 | EA | 1
SBA258D1 | United States | USD | CLIP,RAIL,1 CONDUCTOR 1/2 | 12.52 | EA | 100
GTC18Y3 | United States | USD | MOLD,CABLE TO GRD ROD,VER | 212.91 | EA | 1
RCE592G | United States | USD | MOLD,CABLE TO REBAR,VERT | 596.26 | EA | 1
HDTAC2C2Q | United States | USD | MOLD,CABLE,HORZ TEE | 212.91 | EA | 1
LPA103IN0066.0 | United States | USD | CABLE,AL,SMOOTH WEAVE, | 767.45 | EA | 1
560940 | United States | USD | BUSBAR,SUPPORT,ABS ALUMIN | 71.36 | EA | 2
GLCCET1 | Europe | USD | MOLD GLCCET1 | 212.91 | EA | 1
PBW32W9WS | United States | USD | BOND KIT,WEB,STUB END W/S | 31.64 | EA | 50
563611 | United States | USD | BRAID,SHUNT,INSULATED, | 9.58 | EA | 10
549516 | United States | USD | SUPPORT,ALUMINUM | 30.67 | EA | 2
LPC302L12V | United States | USD | BASE,CABLE,AND AIR TERMIN | 71.48 | EA | 1
HDSSC9C | United States | USD | MOLD,CABLE,HORZ SPLICE | 212.91 | EA | 1
TADY8V1 | United States | USD | MOLD,CABLE,HORZ TEE | 451.38 | EA | 1
LPC245ST | United States | USD | POINT,CU,BLUNT,5/8IN X | 156.11 | EA | 1
ESB6 | United States | USD | CONNECTOR,SPLIT BOLT,SIL | 4.49 | EA | 100
561750 | Asia | USD | METAL SPACER M5 X 80 | 2.3 | EA | 25
GLCEGS6S6 | United States | USD | MOLD,CABLE TO LUG,HORZ SP | 212.91 | EA | 1
534034ARZ26 | United States | USD | FLEXIBAR,ADV,6X40X1MM,ARZ | 240.72 | EA | 10
FLXPABB0097 | United States | USD | FLEXIBAR,ADV,6X80X1MM,ABB | 168.776 | EA | 1
LPA30212 | Asia | USD | BASE, AIR TERMINAL, 1/2", AL, ADJUSTABLE | 18.46 | EA | 1
MBA10 | United States | USD | MOLD,BLANK,90115 C PRICE | 136.16 | EA | 1
GQR182G | United States | USD | MOLD,CABLE TO GRD ROD, | 289.29 | EA | 1
5578500191 | United States | USD | RAIL,DIN,CUT,INTO 191 MM | 1.52 | EA | 0
EGBA142144EE | United States | USD | BAR ASSY,GRDBUS,1/4X2X144 | 1062 | EA | 1
GYR331H | United States | USD | MOLD,CABLE TO GRD ROD,VER | 289.29 | EA | 1
558935 | Asia | USD | FLEX FOLD CLAMP 120 MFFC | 723.86 | EA | 1
SP58 | Asia | USD | CLAMP,GROUNDING,ROD 1/2 THRU 5/8 ROD,SS | 3.03 | EA | 50
TACY0Y1 | United States | USD | MOLD,CABLE,HORZ TEE | 212.91 | EA | 1
558410 | United States | USD | KIT,CONTACT,HARDWARE,M10X | 1.9 | EA | 100
VNC1VRH2 | United States | USD | MOLD,CABLE TO VERT STL,HO | 212.91 | EA | 1
GBJGT312GR1 | United States | USD | MOLD,GRD ROD,TO ROD/RECEP | 882.44 | EA | 1
TMGBC20L27P | United States | USD | BAR,GRD BUS,1/4X4X20,C110 | 220 | EA | 1
LPC247BST | Asia | USD | POINT,CU,BLUNT BARE,5/8INX 36IN | 108.81 | EA | 1
EL22A2SSN | United States | USD | COUPLER,LENTON STANDARD, | 109.63 | EA | 1
LL32B1 | United States | USD | COUPLER,BOLTED,32MM #10 | 112.86 | EA | 1
EGBA12424CC | United States | USD | BAR,GRD BUS,1/2 X 4 X 24 | 450 | EA | 1
A927E055 | United States | USD | SCREW,SET,HEX DRIVE,CONE | 1.17 | EA | 0
PTCY3Y2 | United States | USD | MOLD,CABLE,HORZ THRU PARA | 212.91 | EA | 1
DT1300M | Europe | USD | MODULE, TYPE 1, 300V | 135.17 | EA | 1
534018RTH02 | United States | USD | FLEXIBAR,ADV,4X24X1,RTH | 212 | EA | 1
510510 | Asia | USD | ERIFLEX ISO TRCRI 16 | 27.95 | MT | 25
TAC9B9B | United States | USD | MOLD,CABLE,HORZ TEE | 212.91 | EA | 1
VBC2VV3 | United States | USD | MOLD,CABLE TO VERT STL,VE | 212.91 | EA | 1
GCC34 | United States | USD | COUPLER,THREADLESS,ZINC | 27.62 | EA | 25
TAC2G2GHQ | United States | USD | MOLD,CABLE,HORZ TEE,HYDRO | 212.91 | EA | 1
TAC1Q1H | United States | USD | MOLD,CABLE,HORZ TEE | 212.91 | EA | 1
TAC3H3Q | United States | USD | MOLD,CABLE,HORZ TEE | 212.91 | EA | 1
EGBA38412AA | United States | USD | BAR,GRD BUS,3/8 X 4 X 12 | 162 | EA | 1
S2659 | United States | USD | BOND,CLIP,3/16 | 12.16 | EA | 1
GYE162QM | United States | USD | MOLD,CABLE TO GRD ROD,VER | 431.58 | EA | 1
534034GE45 | United States | USD | FLEXIBAR,ADV,6X40X1MM,GE, | 231.14 | EA | 10
EL32C3SWN | United States | USD | COUPLER,LENTON,SPECIAL, | 75.51 | EA | 1
LPA103IN0010.0 | United States | USD | CABLE,AL,SMOOTH WEAVE, IN | 294.07 | EA | 1
CAVHP1V16 | United States | USD | MOLD,CABLE,TO VERT CAST | 233.95 | EA | 1
GYE312Q | United States | USD | MOLD,CABLE TO GRD ROD,VER | 596.26 | EA | 1
553580 | United States | USD | SPACER,FLEXIBAR,CLAMP PLA | 32.35 | EA | 10
130000 | United States | USD | CLIP,SNAP,CABLE 24SC67 | 14.66 | EA | 100
VVCY2 | Europe | USD | MOLD VVCY2 | 212.91 | EA | 1
GRC372Q | United States | USD | MOLD,CABLE TO GRD ROD,VER | 212.91 | EA | 1
LPC34812 | United States | USD | BASE,CU,CAST,STANDING | 98.45 | EA | 1
UTB30SPM | Asia | USD | UTB REPLACEMENT MODULE FOR UTB30SP | 112.19 | EA | 1
569010 | Asia | USD | DISTRIBUT BLOCK UD 80A | 6.89 | EA | 160
TAC2G2GW | United States | USD | MOLD,CABLE,HORZ TEE | 273.39 | EA | 1
GT1182C | United States | USD | ONE-SHOT,CABLE TO GRD ROD | 25.98 | EA | 6
557470 | United States | USD | BRAID,ROUND,CU,75MMSQ,14M | 34.17 | MR | 25
569060 | United States | USD | BLOCK,SINGLE POLE,DISTRIB | 41.26 | EA | 1
ERICORE028T | United States | USD | DOWNCONDUCTOR,LIGHTNING, | 4933.52 | EA | 1
TAC2Q9E | United States | USD | MOLD,CABLE,HORT TEE#5 CW | 212.91 | EA | 1
GTP181LM | United States | USD | MOLD,CABLE TO GRD ROD,VER | 158.37 | EA | 1
ERICORE047U | United States | USD | DOWNCONDUCTOR,LIGHTNING | 6165.9 | EA | 1
SPDS300120/208 | United States | USD | PROTECTOR,SURGE,TDX300S,3 | 3520.88 | EA | 1
TACY4T1 | United States | USD | MOLD,CABLE,HORZ TEE | 212.91 | EA | 1
534008RW03 | United States | USD | FLEXIBLE,ADV,6X15.5X0.8RW | 50.9 | EA | 10
VNC1VRH | United States | USD | MOLD,CABLE TO VERT STL,HO | 212.91 | EA | 1
EL25CFFW | United States | USD | LENTON,FORM SAVER,W/STEEL | 4.98 | EA | 25
PCLB159.2 | United States | USD | PYRAMID, LOCKHEED, B159 | 163936.89 | EA | 1
EPGC1448X8FL | United States | USD | PERIMETER,GRD,90DEG FLAT | 145.96 | EA | 0
557330 | United States | USD | BRAID,FLAT,30X4,CU,300AMP | 28.1 | MR | 1
534039 | United States | USD | FLEX ADV2MTC 5X50X1 | 369.58 | EA | 1
B1142GVS | United States | USD | WELD,SECT,VS | 409.93 | EA | 0
508054 | United States | USD | BRAID,FLEXIBLE, | 1845.7 | EA | 1
XBK4L4L | United States | USD | MOLD,CABLE,HORZ X LAPPED | 966.13 | EA | 1
A238HC2S24RH | United States | USD | CLAMP,FENCE,4/0 X 24 IN F | 332.94 | EA | 1
LREEG2Q | United States | USD | 4OLD,CABLE TO BUS,VERT TE | 596.26 | EA | 0
EGBA14412LLT | United States | USD | BAR,GRD BUS,1/4 X 4 X 12 | 174 | EA | 1
534027VRT05 | United States | USD | FLEXIBAR,ADV,6X32X1,VRT | 80.81 | EA | 25
TAC2Q2VW | United States | USD | MOLD,CABLE,HORZ TEE | 273.39 | EA | 1
TCRSGSG | United States | USD | MOLD,CABLE,VERT TEE HORZ | 289.29 | EA | 1
GLCCE1H | United States | USD | MOLD,CABLE TO LUG,HORZ | 212.91 | EA | 1
SRGBG078 | United States | USD | SRG,CU STRIP,2INX20GAUGE, | 5029.43 | EA | 1
FLXPIR0011 | United States | USD | FLEXIBAR,ADV,3X40X1MM,IR, | 247.67 | EA | 1
534019AME05 | United States | USD | FLEXIBAR,ADV,5X24X1,AME | 78.12 | EA | 1
LPA598 | Europe | USD | COUPLER,CABLE,BI-METALLIC | 37.15 | EA | 1
RBB14101JA | United States | USD | SLEEVE,CADWELD,#14 B-SERI | 159.11 | EA | 1
LPC532 | United States | USD | PLATE,CU,CAST,BONDING | 45.04 | EA | 1
EL20SAQ | United States | USD | COUPLER,LENTON,SA,#6, | 25.84 | EA | 1
TAC2G9C | United States | USD | MOLD,CABLE,HORZ TEE | 212.91 | EA | 1
B323M1A | Europe | USD | FRAME,BRACKET MAGNETIC H | 20.1 | EA | 1
MBNUPCJ240 | Europe | USD | MESH BONDING NETWORK,UNIV | 79.92 | EA | 25
GRC169B | United States | USD | MOLD,CABLE TO GRD ROD,VER | 212.91 | EA | 1
UTB5SPM | United States | USD | PROTECTOR,SURGE,UTB REPLA | 116.69 | EA | 1
ISOCAP50 | United States | USD | CAP,TUBE | 90.33 | EA | 1
MBA74ABT | United States | USD | MOLD,BLANK,F PRICE 600750 | 556.61 | EA | 0
EL2516A2MG | United States | USD | COUPLER,LENTON STANDARD,# | 78.93 | EA | 50
EGBA14421RR | United States | USD | BUSBAR,GRD,CU,1/4X4X21,RR | 249 | EA | 1
VBC2VV2.50 | United States | USD | MOLD,CABLE TO VERT STL,VE | 212.91 | EA | 1
PG11V | Europe | USD | ONE-SHOT,MOLD,CABLE,HORZ | 23.11 | EA | 6
TAC2Q2D | United States | USD | MOLD,CABLE,HORIZ TEE | 212.91 | EA | 1
PTC2P1G | United States | USD | MOLD,CABLE, HORZ THRU PAR | 212.91 | EA | 1
CAD11V24 | United States | USD | BOND,PIGTAIL,2 CONC,24 IN | 33.54 | EA | 1
TMGBF24L33P | United States | USD | BUSBAR,CU,1/4X2X24IN,TMGB | 366 | EA | 1
RAD3Q3Q | United States | USD | MOLD,GRD ROD TO RECEPTACL | 451.38 | EA | 1
534056ABB17 | United States | USD | FLEXIBAR,ADV,6X100X1,ABB, | 180.42 | EA | 1
RBTSA6040F | United States | USD | BASIN,POURING,#11 HORIZ. | 570.44 | EA | 1
LJCGG2V | United States | USD | MOLD,CABLE TO BUS/LUG, | 212.91 | EA | 1
FLXPKOM0004 | United States | USD | FLEXIBAR,ADV,6X40X1MM,KOM | 210.63 | EA | 1
XLB964A1 | United States | USD | WIRE,CU,EXOLON IGNITON SY | 0.16 | EA | 0
564250 | United States | USD | BRAID,PREFAB,500X50X9MM,T | 306.54 | EA | 2
A929H005 | Asia | USD | WASHER,SEALING,1/2 NEOPRENE | 5.08 | EA | 1
LPC243LST | United States | USD | POINT,CU,BLUNT TINNED, 5/ | 65.93 | EA | 1
PB72QVEE84C001B | United States | USD | MOLD,CABLE TO LUG,HORZ | 366.25 | EA | 1
549529 | United States | USD | ASM CABS HARDWARE | 94.45 | EA | 1
LPC227BST | Asia | USD | POINT,CU,BLUNT BARE,1/2INX 36IN | 67.03 | EA | 1
559155 | United States | USD | PUNCH DIE M10 3/8 IN | 132.04 | EA | 1
557130 | United States | USD | BRAID,CU,PLAIN,25 M LG, | 28.61 | MR | 1
XLTAC3Q3D | United States | USD | MOLD,CABLE,HORZ,TEE | 715.08 | EA | 1
DS58 | Asia | USD | GROUND ROD, DRIVING STUD 5/8" | 6.65 | EA | 25
LJCJG2L | United States | USD | MOLD,CABLE TO BUS/LUG, | 212.91 | EA | 1
XBV2Q4L | United States | USD | MOLD,CABLE,HORZ X LAPPED | 935.06 | EA | 1
LPC302M16 | Europe | USD | BASE,CABLE,AND AIR TERMIN | 36.73 | EA | 1
PB13TP2G | United States | USD | MOLD,CABLE TO RAIL,HORZ T | 153.72 | EA | 1
IH1250D | United States | USD | ENCLOSURE,INSPECTION,W/CO | 534.38 | EA | 1
ECRV123Q4U | United States | USD | GROUND ROD,ASSY,KIT,12 FT | 1452.28 | EA | 1
534029ABB08 | United States | USD | FLEXIBAR,ADV,10X32X1,ABB, | 145.93 | EA | 5
SBGT1141L | United States | USD | ONE-SHOT,CABLE TO GRD ROD | 17.92 | EA | 6
TAC3D2C | United States | USD | MOLD,CABLE,HORZ TEE | 212.91 | EA | 1
LU16DR14D | United States | USD | LENTON ULTIMATE,ANCHOR, | 10.25 | EA | 1
CAHAA1L | United States | USD | MOLD,CABLE TO HORZ STL,HO | 129.72 | EA | 1
LPA510 | Asia | USD | SPLICE,AL,CAST,CABLE, SMALL TEE | 25.89 | EA | 1
PLUSCU2L6 | Asia | USD | CADWELD PLUS CONTROL UNIT NEXT GEN,1.8M | 344.98 | EA | 1
LPC304L12 | United States | USD | PLATE,STAMPED,AIR TERMINA | 50.47 | EA | 1
A811C20F100 | United States | USD | STRIP,CU,20GA X 3 IN,100 | 1124.09 | EA | 0
NX1161LPLUS | United States | USD | ONE-SHOT,CABLE TO GRD ROD | 26.48 | EA | 6
SBT372A | United States | USD | CAN,REPAIR,GALV COMPOND | 139.16 | EA | 1
GGC2Q33 | United States | USD | MOLD,CABLE TO GRD ROD,HOR | 212.91 | EA | 1
A809A07TF250 | United States | USD | WIRE,CU,SOL,BARE,#2,TINNE | 1174.56 | EA | 0
FLXPJW0007 | United States | USD | FLEXIBAR,ADV,10X63X1,JW | 518.7 | EA | 1
127060350 | United States | USD | SHIELD,INSULATION,360 COL | 270.65 | EA | 0
FLXPABB0078 | United States | USD | FLEXIBAR,ADV,8X32X1,ABB | 257.57 | EA | 1
A801A07F | United States | USD | CABLE,BARE,500KCM RLAY CL | 31.52 | EA | 1
554020 | Asia | USD | SILICON BRAID SLEEVE SBS 8 | 2.13 | MT | 100
LPC127CTO | United States | USD | CABLE,CU,ROPELAY,32 STR | 10.93 | EA | 0
556650 | United States | USD | 21,3D,EARTH,W/INTEGRALPAL | 4.95 | EA | 10
534034ARZ36 | United States | USD | FLEXIBAR,ADV,6X40X1MM,ARZ | 405.88 | EA | 10
CBNJW | United States | USD | CABLE,COMPONENT,#6AWG PRI | 4.4 | EA | 0
CAVNT1V6LH | United States | USD | MOLD,CABLE TO VERT STL,HO | 207.39 | EA | 1
FLXPIR0004 | United States | USD | FLEXIBAR,ADV,3X20X1MM,IR, | 122.53 | EA | 1
554370 | Asia | USD | CPI 70-400-12 | 32.8 | EA | 1
LJCGG1V | United States | USD | MOLD,CABLE TO BUS/LUG,HOR | 212.91 | EA | 1
VVRS6 | United States | USD | MOLD,CABLE TO VERT STL,VE | 289.29 | EA | 1
SK325I | Asia | USD | STRUT CLIP | 328.27 | EA | 50
534058GE08A | United States | USD | FLEXIBAR,ADV,10X100X1,GE | 943.52 | EA | 1
569204 | United States | USD | DISTRIB. BLOCK UDF9C500AL | 67.45 | EA | 1
A931A005 | United States | USD | NAIL,BOX,PLAIN,GALVANIZED | 0.11 | EA | 1
XLGYE182G | United States | USD | MOLD,CABLE TO GRD ROD, | 596.26 | EA | 1
HAAY3M | Europe | USD | MOLD HAAY3M | 92.21 | EA | 1
RDC531H | United States | USD | MOLD,CABLE TO REBAR,HORZ | 212.91 | EA | 1
LPC664LA24 | United States | USD | CONNECTION,THRU,ROOF,W/PV | 111.1 | EA | 1
815800UPC | United States | USD | GROUND ROD,GALV,POINTED, | 43.04 | EA | 5
SBPAJA36 | United States | USD | BOND,PLUG,S1 36 LONG | 10.71 | EA | 50
LPC224B | United States | USD | POINT,CU,BARE,1/2IN X 18 | 38.25 | EA | 1
RBWS1547X | United States | USD | BASIN,POURING,#6 STD. HOR | 266.54 | EA | 1
HDTAC2Q2Q | Europe | USD | MOLD HDTAC2Q2Q | 212.91 | EA | 1
GBJGT162CR1 | United States | USD | MOLD,GRD ROD TO ROD/RECEP | 882.44 | EA | 1
RBT1891HA | United States | USD | SLEEVE,CADWELD,#18 T-SERI | 261.4 | EA | 1
GYJ333D | United States | USD | MOLD,CABLE TO GRD ROD, | 882.44 | EA | 1
LPS2932F2M | United States | USD | ADAPTER,SS,COUPLING,1/2IN | 29.61 | EA | 1
5578500432 | United States | USD | RAIL,DIN,CUT,INTO 432 MM | 2.04 | EA | 0
FLXPLAM0095 | United States | USD | FLEXIBAR,ADV,2X15.5X0.8MM | 299.93 | EA | 1
545950 | United States | USD | PUNCH,BOLT,5/16IN,1/4 | 140.77 | EA | 1
B101CE | United States | USD | LUG,CU,1/8 X 1 W/1-7/16 H | 7.27 | EA | 20
LACT3EAJ | United States | USD | MOLD,CABLE TO BUS/LUG,HOR | 212.91 | EA | 1
EGBA14636LL | United States | USD | BAR,ASSY,GRD,BUS,1/4X6X36 | 576 | EA | 1
LPC30558THRU | United States | USD | BASE,CU, THRU HOLE, 5/8 I | 47.87 | EA | 1
VSC4L | United States | USD | MOLD,CABLE TO VERT STL,45 | 212.91 | EA | 1
568677 | United States | USD | CONNECTOR 70 FOR EARTHING | 4.14 | EA | 10
TACY0Y7 | United States | USD | MOLD,CABLE,HORZ TEE | 212.91 | EA | 1
CTGN25325 | United States | USD | COPPER TAPE GREEN 25X3 | 18.91 | EA | 25
PBB49768 | United States | USD | BOND,COMPOSITE 3RD RAIL F | 692.83 | EA | 1
559144 | United States | USD | TOOL,SPARE BLADE SET MFST | 467.05 | EA | 1
508018 | United States | USD | BRAID,FLEXIBLE, | 863.91 | EA | 1
NCR161T1G | United States | USD | MOLD,CABLE TO GRD ROD, | 289.29 | EA | 1
LPS901PB | United States | USD | BRACKET,SS,POINT,1/8X3X9- | 49.34 | EA | 1
TDX200S277/480T | United States | USD | PROTECTOR,SURGE,TDX200S,3 | 2119.6 | EA | 1
M2374X | United States | USD | FRAME,ASSY,3 PC W/ BACKIN | 265.99 | EA | 1
SBS5839 | United States | USD | MOLD,WELDER BOND,3/16X1 T | 87.67 | EA | 1
LPC610BI38 | United States | USD | BASE,CU,CAST,CONCEALED | 34.51 | EA | 1
ECRHE201T4U | United States | USD | ELECTRODE ASSY,GRD,20 LG, | 3235.24 | EA | 1
PB72QVJH150B001 | United States | USD | MOLD,CABLE TO LUG,HORZ TA | 366.25 | EA | 1
XACY6Y1 | Europe | USD | MOLD XACY6Y1 | 212.91 | EA | 1
B117LBLK | United States | USD | DISK,STL,1 1/2IN,CRP ONLY | 0.08 | EA | 0
ECRV082Q4U | United States | USD | GROUND ROD,ASSY,KIT,8 FT | 1461.36 | EA | 1
LPC619A | Europe | USD | CONNECTOR,CU,UNIVERSAL | 74.71 | EA | 1
A238FC2S18LH | United States | USD | CLAMP,FENCE,4/0 X 18 IN F | 247.36 | EA | 1
504980 | United States | USD | BUSBAR,SUPPORT,ALUMINIUM | 189.33 | EA | 2
LPC404500 | United States | USD | CABLE, CU, CONCENTRIC, 19 | 14.49 | EA | 1
XACY1Y1 | United States | USD | MOLD,CABLE,HORZ X SAME PL | 212.91 | EA | 1
B540C886T | United States | USD | BUSBAR,GRD,CU,3/8X6X36IN, | 415.6 | EA | 1
GTC189B | United States | USD | MOLD,CABLE TO GRD ROD,VER | 212.91 | EA | 1
FLXPLAM0098 | Asia | USD | 718-A57281-001 | 292.5 | EA | 1
LPC803 | Asia | USD | STRAP,CU,CABLE,1/2IN WIDE,ONE HOLE | 0.94 | EA | 1
534010HDQ17 | United States | USD | FLEXIBAR,ADV,2X20X1MM,HDQ | 50.63 | EA | 1
CAVHT1G12 | United States | USD | MOLD,CABLE TO VERT CAST I | 207.39 | EA | 1
534052RW11 | United States | USD | FLEXIBAR,ADV,8X80X1MM,RW, | 230.42 | EA | 10
RBT1891A | United States | USD | SLEEVE,CADWELD,#18 T-SERI | 232.54 | EA | 1
EBCCAJCAJ | United States | USD | MOLD,BUS BAR,HORZ X LAPPE | 212.91 | EA | 1
LPC285L5F5F | United States | USD | ADAPTER,CU,SWIVEL,5/8 FEM | 38.76 | EA | 1
LPA677 | Asia | USD | STRAP,AL,CABLE TO PIPE HOLDER FOR 3IN | 59.54 | EA | 1
GYE339D | United States | USD | MOLD,CABLE TO GRD ROD,VER | 596.26 | EA | 1
615870 | Europe | USD | EARTH ROD,CU BOND,POINTED | 31.73 | EA | 5
XLSSC4L | United States | USD | MOLD,CABLE,HORZ SPLICE | 451.14 | EA | 0
534040ERM06 | United States | USD | FLEXIBAR,ADV,6X50X1MM,ERM | 401.42 | EA | 1
EHL58C1K | United States | USD | CONNECTOR,COMPRESSION,CU, | 23.81 | EA | 25
561172 | Asia | USD | POWER BLOCK SBF2C 250 | 58.31 | EA | 180
549530 | United States | USD | ASM CABS HARDWARE | 104.41 | EA | 1
FJ2G168 | United States | USD | JUMPER,SWAGED,2/0 CONC | 316.78 | EA | 1
ERICORE040U | United States | USD | DOWNCONDUCTOR,LIGHTNING, | 5247.58 | EA | 1
HSCT3 | United States | USD | MOLD,CABLE TO HORZ STL,HO | 212.91 | EA | 1
SRF3250N | Asia | USD | SRF,N-SERIES, 3PH,250A,240/415V | 7622.77 | EA | 1
PQM100480D | United States | USD | PROTECTOR,SURGE,PQM100, 4 | 2620.58 | EA | 1
SSCY6Y2 | Europe | USD | MOLD SSCY6Y2 | 212.91 | EA | 1
554730 | Asia | USD | SLEEVE POLYAMIDE PDBS 5B | 1.19 | MT | 1
XACW8W8 | Europe | USD | MOLD XACW8W8 | 212.91 | EA | 1
SBC105S | United States | USD | CLAMP,RAIL HEAD QUICK GRI | 365.42 | EA | 1
HDPTC2L2LW | United States | USD | MOLD,CABLE,HORZ THRU | 253.23 | EA | 1
SB10LA3CC | United States | USD | MOLD,CABLE TO BUS/LUG,HOR | 208 | EA | 1
GPR182C | United States | USD | MOLD,CABLE TO GRD ROD,VER | 289.29 | EA | 1
VF14 | Asia | USD | CADDY, PURLIN CLIP (BLACK FINISH) | 109.59 | EA | 100
556850 | United States | USD | BRAID,PREFAB,250MM,250A | 11.85 | EA | 10
LECY4EAL | Europe | USD | MOLD LECY4EAL | 212.91 | EA | 1
TAC2Q2V | United States | USD | MOLD,CABLE,HORZ TEE | 212.91 | EA | 1
LAC2QEG | United States | USD | MOLD,CABLE TO BUS/LUG,HOR | 212.91 | EA | 1
GKR311H | United States | USD | MOLD,CABLE TO GRD ROD,VER | 289.29 | EA | 1
RRH542V | United States | USD | MOLD,CABLE TO REBAR,HORZ | 373.05 | EA | 1
CMC16PAL | United States | USD | MOLD,BUS TO GRD ROD,VERT | 212.91 | EA | 1
557270 | Asia | USD | BRAID, FTCB15-30 | 13.23 | MT | 0
EDT230030R | Asia | USD | ENHANCED TYPE 2, 300V, 3 0 | 351.27 | EA | 1
534040AME01 | United States | USD | FLEXIBAR,ADV,6X50X1MM,AME | 105.78 | EA | 10
545900 | Asia | USD | PUNCH HOLDER 6,5 - 9 - 11 - 14 | 404.03 | EA | 1
VFC1TV1.50 | United States | USD | MOLD,CABLE TO VERT STL,VE | 212.91 | EA | 1
534518 | United States | USD | IBS ADV 120-830-10 | 123.51 | EA | 2
613480LP | United States | USD | GR ROD, PTD, CU-BOND, NOM | 61.88 | EA | 1
EL18A12 | United States | USD | COUPLER,LENTON,A12,#18MM | 18.69 | EA | 1
GT1162G | United States | USD | ONE-SHOT, CABLE TO GRD RO | 25.98 | EA | 6
TAC2Q1D | United States | USD | MOLD,CABLE,HORZ TEE | 212.91 | EA | 1
GTD184L | United States | USD | MOLD,CABLE TO GRD ROD,VER | 451.38 | EA | 1
FC078 | United States | USD | CLAMP, FENCE 2-1/2 IPS | 70.99 | EA | 1
VNCSFRH1.25 | United States | USD | MOLD,CABLE TO VERT STL,HO | 212.91 | EA | 1
534060ABB03 | United States | USD | FLEXIBAR,ADV,10X120X1,ABB | 575.95 | EA | 1
LPC247MBST | United States | USD | POINT,CU,BLUNT BARE,16MM | 100.06 | EA | 1
VBC1TV3.50 | United States | USD | MOLD,CABLE TO VERT STL,VE | 212.91 | EA | 1
B180C1 | United States | USD | SCREW,SUBASSY,ADJUSTING, | 26.06 | EA | 0
PB72QT4Y85A | United States | USD | MOLD,CABLE TO RAIL,HORZ T | 366.25 | EA | 1
561520 | United States | USD | SUPPORT,BUSBAR,UBS 2/10 T | 233.93 | EA | 1
545801 | United States | USD | DIE,TOOL,6,5MM | 149.62 | EA | 1
FLXPLAM0088 | Asia | USD | 718-A57243-001 | 390.93 | EA | 1
SBNX1181LPLUS | United States | USD | ONE SHOT,#3 SOL THRU #6 | 28.83 | EA | 6
RBW7391418H | United States | USD | KIT,INSTALLATION,CADWELD, | 1483.85 | EA | 1
GT1181LHQ | United States | USD | ONE-SHOT,CABLE TO GRD ROD | 28.95 | EA | 6
M58 | Asia | USD | CADDY, BEAM CLIP | 179.95 | EA | 100
A800A03 | United States | USD | CABLE,CU,BARE,#2 CONC,19 | 0.32 | EA | 0
A154 | Asia | USD | CLIP,TRACK RETAINER,CIRCUIT | 2.7 | EA | 50
GT1161V | United States | USD | ONE-SHOT,CABLE TO GRD ROD | 24.13 | EA | 6
HAA2G | United States | USD | MOLD,CABLE TO HORZ STL,HO | 129.72 | EA | 1
EGBA14212EET | United States | USD | BAR,ASSY,GRD,BUS,1/4 X 2 | 126 | EA | 1
ECRH101T10U | United States | USD | GROUND ROD,ASSY,KIT,10FT, | 2170.16 | EA | 1
559146 | Asia | USD | MANUAL FLEXIBAR SHEARING TOOL | 1214.52 | EA | 10
LPC32238 | United States | USD | BASE,CU,CAST TEE,3/8IN | 19.49 | EA | 1
HAAY3 | United States | USD | MOLD,CABLE TO HORZ STL,HO | 129.72 | EA | 1
FLXPLAM0039 | Asia | USD | 718-A57361-002 | 386.64 | EA | 1
VBC3DV15 | United States | USD | MOLD,CABLE TO VERT STL,VE | 212.91 | EA | 1
534019AM02 | United States | USD | FLEXIBAR,ADV,5X24X1MM,AM, | 130.37 | EA | 1
LECY0CAJ | United States | USD | MOLD,CABLE TO BUS/LUG,HOR | 212.91 | EA | 1
SES320B480Y | United States | USD | SES, 320KA, BASIC, | 1217.94 | EA | 1
ERICORE064T | United States | USD | DOWNCONDUCTOR,LIGHTNING, | 9656.31 | EA | 1
A12816A11 | United States | USD | ROD,SAMPLE,48 IN LONG,5/8 | 19.39 | EA | 1
SBB2516C | United States | USD | COVER,ASSY,GRAPHITE HINGE | 138.81 | EA | 0
PTC2P9F | United States | USD | MOLD,CABLE, HORZ THRU PAR | 212.91 | EA | 1
PB80QT3S001 | United States | USD | MOLD,CABLE TO RAIL,HORZ | 697.55 | EA | 1
FLXPKOM0006 | United States | USD | FLEXIBAR,ADV,6X40X1MM,KOM | 210.073 | EA | 1
B166B | United States | USD | COVER,CASTING,G/R B166 | 45.34 | EA | 0
LPC281L3F3F | United States | USD | ADAPTER,CU,SWIVEL,3/8 FEM | 41.68 | EA | 1
534041KOM09 | United States | USD | FLEXIBAR,ADV,8X50X1MM,KOM | 302.51 | EA | 1
534004AH01 | United States | USD | FLEXIBAR,ADV,3X13X0.5,AH, | 27.88 | EA | 1
B530D2Q72 | United States | USD | JUMPER,ASSY,4/0 CONC 72 I | 221.61 | EA | 1
PB10SS4LC | United States | USD | MOLD,CABLE,HORZ SPLICE | 153.72 | EA | 1
534056ABB15 | United States | USD | FLEXIBAR,ADV,6X100X1,ABB, | 456.63 | EA | 1
534056PDI03 | United States | USD | FLEXIBAR,ADV,6X100X1MM | 180.81 | EA | 10
BKJPAMPAM | United States | USD | MOLD,BUS BAR,HORZ TEE BAR | 882.44 | EA | 1
LPS413 | Asia | USD | POINT,SS,INDUSTRIAL STACK,5/8IN X 36IN T | 150.78 | EA | 1
XBZ3D3D | United States | USD | MOLD,CABLE,HORZ X LAPPED | 610.58 | EA | 1
LK11STHD | United States | USD | COUPLER,INTERLOK ASSY | 134.53 | EA | 1
534431 | Asia | USD | IBSB ADV 120-530-10 | 61.12 | EA | 2
GRC183X | United States | USD | MOLD,CABLE TO GRD ROD,VER | 212.91 | EA | 1
561158 | Asia | USD | BLOCK,SPLICE 125A 1250V CABLE-TO-CABLE | 13.66 | EA | 120
PQS100120/208 | United States | USD | PROTECTOR,SURGE,PQS100,12 | 2531.17 | EA | 1
T422A | United States | USD | INSPECTION PIT, TIER 22 | 1035.39 | EA | 1
SBG15002 | Europe | USD | GUARD,GRINDER,SIDE PULLEY | 69.79 | EA | 1
GRB7420T | United States | USD | BUSBAR,ASSY,1/4 X 4 X 20 | 96.58 | EA | 50
GRC163A | United States | USD | MOLD,CABLE TO GRD ROD,VER | 212.91 | EA | 1
XBQ2G2G | United States | USD | MOLD,CABLE,HORZ X LAPPED, | 406.5 | EA | 1
PTCY6W3 | United States | USD | MOLD,CABLE, HORZ THRU PAR | 212.91 | EA | 1
PB10GT182Q | United States | USD | MOLD,CABLE TO GRD ROD,VER | 153.72 | EA | 1
PTC3A3A | United States | USD | MOLD,CABLE, HORZ THRU PAR | 212.91 | EA | 1
EPD120/240TDFL | United States | USD | ERICO PROTECTION DEVICE, | 503.55 | EA | 1
PEC100 | Asia | USD | POTENTIAL EQUALISATION CLAMP | 433.82 | EA | 1
RBT11101SP001 | United States | USD | SLEEVE,CADWELD,SPECIAL | 1289.15 | EA | 1
S1V43M | United States | USD | MOLD,HV CABLE SPLICE,HORZ | 215.87 | EA | 1
MP1P | Asia | USD | BRACKET,MOUNTING,LOW VOLT | 224.57 | EA | 0
CAHAA1YC | United States | USD | MOLD,CABLE TO HORZ STL,HO | 129.72 | EA | 1
613400 | Europe | USD | ROD,GRD,3/4X10,CU BONDED | 68.83 | EA | 5
SBB200A | United States | USD | MOLD,WEB SIGNAL BOND,3/16 | 137.22 | EA | 1
563591B | United States | USD | MBJ 25-300-12 | 3.72 | EA | 250
285106 | United States | USD | KIT,FLEXIBAR,ADV,EATON | 255.91 | EA | 10
LPC2942F5F | Asia | USD | ADAPTER,CU,COUPL.,1/2IN FEMALE - 5/8IN | 19.9 | EA | 1
B117LBOX | United States | USD | DISK,STL,1-1/2 INCH,CRP | 0.07 | EA | 10000
EL22D14 | United States | USD | ANCHOR,LENTON,TERMINATOR, | 29.2 | EA | 1
VVF2QHQ | United States | USD | MOLD,CABLE TO VERT STL,VE | 507.28 | EA | 1
LPC203ST | United States | USD | POINT,CU,BLUNT,3/8IN X | 39.95 | EA | 1
EBCFALFAL | Europe | USD | MOLD EBCFALFAL | 212.91 | EA | 1
B102EG | United States | USD | LUG,CU,1/4 X 1 1/2 W/2-9/ | 35.23 | EA | 10
HSP10K12 | United States | USD | PROTECTOR,LINE,HIGH SPEED | 355.08 | EA | 1
613415 | Europe | USD | EARTH ROD,CU BOND,POINTED | 123.65 | EA | 5
ML6G | United States | USD | COUPLER,QUICK-WEDGE,#6,GA | 38.94 | EA | 1
534034GE09 | United States | USD | FLEXIBAR,ADV,6X40X1MM,GE, | 210.85 | EA | 10
ERICORE235U | United States | USD | DOWNCONDUCTOR,LIGHTNING | 33523.36 | EA | 1
534045AME03 | United States | USD | FLEXIBAR,ADV,5X63X1,AME | 100.32 | EA | 1
PBP1S6A60 | United States | USD | BOND,PLUG,14.5MM COMPOSIT | 122.69 | EA | 1
508003 | Asia | USD | FleXbus Cond., 220 mm?, 5,000 mm | 367.73 | EA | 1
611350 | Europe | USD | EARTH ROD,CU BOND,POINTED | 24.43 | EA | 5
HDLSDS6EG | United States | USD | MOLD,CABLE, TO BUS/LUG,HO | 451.38 | EA | 1
EGBA14210NN | United States | USD | BAR,GRD BUS,1/4 X 2 X 10 | 88 | EA | 1
556700 | United States | USD | BRAID,PREFAB,250X23X1.5MM | 7.38 | EA | 10
RBD3Q3Q | United States | USD | MOLD,GRD ROD,TO RECEPTACL | 451.38 | EA | 1
XBP1H1H | United States | USD | MOLD,CABLE,HORZ X LAPPED | 233.95 | EA | 1
PTCY4W3 | Europe | USD | MOLD,CABLE,HORZ THRU PARA | 212.91 | EA | 1
TMGBA16L19PT | United States | USD | BAR ASSY,GRD BUS,1/4X4X15 | 226 | EA | 1
NDR162C | United States | USD | MOLD,CABLE TO GRD ROD,HOR | 289.29 | EA | 1
534019LAM04 | United States | USD | FLEXIBAR,ADV,5X24X1MM,LAM | 170.14 | EA | 10
EAKPAMPAM | Europe | USD | MOLD EAKPAMPAM | 966.13 | EA | 0.5
TAC8D8C | United States | USD | MOLD,CABLE,HORZ TEE | 212.91 | EA | 1
LPLC401CTO | Asia | USD | CABLE,CU,LEAD COVERED,CON C19 STR X .084 | 61.85 | FT | 1
YRC2G1VRH | United States | USD | MOLD,CABLE,HORZ Y 45 DEG | 212.91 | EA | 1
GRT161H | United States | USD | MOLD,CABLE TO GRD ROD,VER | 207.39 | EA | 1
TAC2P1K | United States | USD | MOLD,CABLE,HORZ TEE | 212.91 | EA | 1
EL36D16N | United States | USD | COUPLER,LENTON,D16,#11 | 18.69 | EA | 1
LU43TDR16D | United States | USD | LENTON ULTIMATE,ANCHOR, | 59.71 | EA | 6
A928B026 | United States | USD | NUT,HEX,1/4-20 STAINLESS | 0.08 | EA | 0
TAC2C9Q | United States | USD | MOLD,CABLE,HORZ TEE | 212.91 | EA | 1
GR1141L | United States | USD | ONE-SHOT,CABLE TO GRD ROD | 18.09 | EA | 6
TAC9C9G | United States | USD | MOLD,CABLE,HORZ TEE | 212.91 | EA | 1
TDS150TT277 | United States | USD | DIVERTER, TD, TT, 277V | 227.09 | EA | 1
PBWT20S6 | United States | USD | WELDER ASSY,RAIL,PAIR,14. | 431.45 | EA | 1
VBC2GW | United States | USD | MOLD,CABLE TO VERT STL,VE | 233.07 | EA | 1
XLSSC2V | United States | USD | MOLD,CABLE,HORZ SPLICE | 252.73 | EA | 1
LAC1TEG | United States | USD | MOLD,CABLE TO BUS/LUG,HOR | 212.91 | EA | 1
GRC16Y5 | United States | USD | MOLD,CABLE TO GRD ROD,VER | 212.91 | EA | 1
GTC162G | Europe | USD | MOLD GTC162G | 212.91 | EA | 1
EGBF14440QQ | United States | USD | BUSBAR,GRD,CU,1/4X4X40 IN | 602 | EA | 1
HY15LM | United States | USD | GROUT,PREMIUM,INTERLOK, | 76.45 | EA | 1
564000 | United States | USD | BRAID,SHUNT,POWER,TINNED, | 175.05 | EA | 2
TSF20A240V | Asia | USD | FILTER, SURGE, 1PH, 240VAC, 20A | 489.17 | EA | 0
HDXBV2Q2Q | United States | USD | MOLD,CABLE,HORZ X LAPPED | 935.06 | EA | 1
508008 | United States | USD | BRAID,FLEXIBLE, | 610.22 | EA | 1
503410 | Asia | USD | ROUND BRAID RTCBI 15-16 | 26.51 | MT | 25
SBB2721B | United States | USD | SHUNT,DUAL BASE,0.06 OHM | 281.95 | EA | 1
FLXPABB0088 | United States | USD | FLEXIBAR,ADV,8X63X1MM,ABB | 215.308 | EA | 1
EGBA14224BE | United States | USD | BAR,GRD BUS,1/4 X 2 X 22 | 186 | EA | 1
GRT311HM | United States | USD | MOLD,CABLE TO GRD ROD,VER | 139.13 | EA | 1
HDXAC2C1L | United States | USD | MOLD,CABLE,HORZ X SAME PL | 212.91 | EA | 1
VFC9B | United States | USD | MOLD,CABLE TO VERT STL,VE | 212.91 | EA | 1
LPC553A38 | United States | USD | BASE,STAMPED,AND CAP ASSE | 26.13 | EA | 1
508141 | United States | USD | BOOT, FLEXBUS, | 198.61 | EA | 1
LK501 | United States | USD | CAP,INTERLOK PLASTIC,INLE | 0.31 | EA | 1
FLXPKOM0008 | United States | USD | FLEXIBAR,ADV,3X40X1MM,KOM | 248.657 | EA | 1
RRH582V | United States | USD | MOLD,CABLE TO REBAR,HORZ | 373.05 | EA | 1
SDT34 | Europe | USD | THREADED DRILLING TIP 3/4 | 9.28 | EA | 25
PBW12W42B | United States | USD | BOND,JOINT,250 RLAY BARE | 63.17 | EA | 1
SBA136120B103 | United States | USD | CLIP ASSY,RAIL,A=8.50, | 69.65 | EA | 20
534527 | United States | USD | IBS ADV 240-430-12 | 158.59 | EA | 2
ECRV103Q4U | United States | USD | GROUND ROD,ASSY,KIT,10 FT | 1197.79 | EA | 0
VBC8F | United States | USD | MOLD,CABLE TO VERT STL,VE | 212.91 | EA | 1
PQC100120/208 | United States | USD | PROTECTOR,SURGE,PQC100, | 1253.87 | EA | 1
LPA247 | Europe | USD | POINT,AL,5/8 X 36IN | 41.09 | EA | 1
ERICORE042T | United States | USD | DOWNCONDUCTOR,LIGHTNING, | 6770.19 | EA | 1
SBG100VEHCHRGR | United States | USD | CHARGER,BATTERY,SBG100,DE | 217.63 | EA | 1
GTC18T3 | Europe | USD | MOLD GTC18T3 | 212.91 | EA | 1
613400 | Asia | USD | GROUND ROD, POINTED 3/4" X 10' | 68.83 | EA | 50
PSC2Q | United States | USD | MOLD,CABLE,PULL SPLICE | 212.91 | EA | 1
CAHBA1G6 | United States | USD | MOLD,CABLE TO HORZ CAST I | 129.72 | EA | 1
LEKJ6JANARH | Europe | USD | MOLD,CABLE TO BUS/LUG,HOR | 966.13 | EA | 1
568721 | United States | USD | EARTHBAR EBD34AL | 4.26 | EA | 10
VSC8C | United States | USD | MOLD,CABLE TO VERT STL,45 | 212.91 | EA | 1
LAC1LEG | United States | USD | MOLD,CABLE TO BUS/LUG,HOR | 212.91 | EA | 1
VSCS7 | United States | USD | MOLD,CABLE TO VERT STL,45 | 212.91 | EA | 1
RBC2G | United States | USD | MOLD,GRD ROD TO RECEPTACL | 212.91 | EA | 1
SES320F208Y | United States | USD | SES, 320KA, FILTER, | 1249.52 | EA | 1
PB13ST3Q175CRLH | United States | USD | MOLD,CABLE TO RAIL,HORZ T | 208.86 | EA | 1
A929B038 | United States | USD | WASHER,LOCK,1/4,304 SS | 3.3 | EA | 0
CAVHT1K10 | United States | USD | MOLD,CABLE TO VERT CAST | 207.39 | EA | 1
CSBURC38 | Asia | USD | 3/8 IN, UNIVERSAL RESTRAINT CLIP | 750.8 | EA | 0
GRT14B1G | Europe | USD | MOLD,CABLE TO GRD ROD, | 207.39 | EA | 1
UTB30EX | Asia | USD | BARRIER,TRANSIENT,EX,UN 30V,1.5A,18MM | 170.7 | EA | 1
GYE162L | United States | USD | MOLD,CABLE TO GRD ROD,VER | 596.26 | EA | 1
ECB142144 | United States | USD | COPPER BAR,1/4X2X144 LG, | 374 | EA | 1
BACEAM | United States | USD | MOLD,BUS BAR,HORZ SPLICE | 212.91 | EA | 1
LJCCALY3 | Europe | USD | MOLD LJCCALY3 | 212.91 | EA | 1
534010RES04 | United States | USD | FLEXIBAR,ADV,2X20X1MM,RES | 100.88 | EA | 1
548602 | United States | USD | INSULATOR,BUSBAR,ISO TP | 12.72 | EA | 25
EL20D6GV | United States | USD | ANCHOR,LENTON TERMINATOR, | 93.19 | EA | 1
LPC2913F3F | United States | USD | ADAPTER,CU,COUPL.,3/8IN | 22.86 | EA | 1
553460 | Asia | USD | EARTH CONNECT EC 16 12X4 | 1.86 | EA | 20
EGBA14206GG | United States | USD | BAR,GRD BUS,1/4 X 2 X 6 | 60 | EA | 1
A239GC2S242Q4RH | United States | USD | CLAMP,FENCE,4/0 FLEX,4/0 | 393.76 | EA | 0
PBW2J | United States | USD | MOLD,RAIL,CABLE HORZ TO W | 168.57 | EA | 1
SSCY7Y5 | United States | USD | MOLD,CABLE,HORZ SPLICE | 212.91 | EA | 1
HAA1H | United States | USD | MOLD,CABLE TO HORZ STL,HO | 129.72 | EA | 1
SBT408 | United States | USD | HOLDER,TOOL,FOR BOND PUNC | 35.33 | EA | 1
TACY9Y4 | United States | USD | MOLD,CABLE,HORZ TEE | 212.91 | EA | 1
WTBLCR | United States | USD | MOBILE LIGHTNING CARD | 406.07 | EA | 1
GYR169F | United States | USD | MOLD,CABLE TO GRD ROD,VER | 289.29 | EA | 1
LPS412 | Asia | USD | POINT,SS304,INDUST STACK | 115.98 | EA | 1
GTD24C2V | United States | USD | MOLD,CABLE TO GRD ROD,VER | 451.38 | EA | 1
SK165I | Asia | USD | STRUT CLIP | 237.37 | EA | 100
285024L3 | United States | USD | KIT,FLEXIBBAR,LAM | 684.874 | EA | 10
XLLSK2WGHS | United States | USD | MOLD,CABLE TO BUS/LUG,HOR | 966.13 | EA | 1
RBTSA9040F | United States | USD | BASIN,POURING,#11 HORIZ. | 570.44 | EA | 1
552200 | United States | USD | MOUNTING KIT,INSULATOR | 1.6 | EA | 20
RBWS2401G | United States | USD | BASIN,POURING,#12 VARIABL | 358.77 | EA | 1
XLLQJEH2LS | United States | USD | MOLD,CABLE TO BUS/LUG,VER | 844.98 | EA | 1
508027 | United States | USD | BRAID,FLEXIBLE, | 1047.01 | EA | 1
EL43T36P8ES | United States | USD | COUPLER,LENTON,POS,TRANS, | 258.46 | EA | 1
LPC2913M3M | United States | USD | ADAPTER,CU,COUPL.,3/8IN | 19.73 | EA | 1
EGBA14412MM | United States | USD | BAR ASSY,GRD BUS,1/4X4X12 | 150 | EA | 1
EGBA14214EE | United States | USD | BAR,GRD BUS,1/4 X 2 X 14 | 116 | EA | 1
534010SE12 | United States | USD | FLEXIBAR,ADV,2X20X1,SE | 66 | EA | 1
SBS5838M | United States | USD | MOLD,BOND,3/16X TAB,T6 & | 89.19 | EA | 1
569030 | United States | USD | BLOCK,SINGLE POLE,DISTRIB | 13.93 | EA | 1
PTC4L1V | United States | USD | MOLD,CABLE, HORZ THRU PAR | 212.91 | EA | 1
LECT6PAL | United States | USD | MOLD,CABLE TO BUS/LUG,HOR | 212.91 | EA | 1
EGBA14306CC | United States | USD | BAR,GRD BUS,1/4 X 3 X 6 | 72 | EA | 1
PQDM3200S120 | United States | USD | PQDM-5-1P-120V, | 1181.96 | EA | 1
LPC245B | Asia | USD | BARE COPPER POINT | 77.3 | EA | 1
GDR182Q | United States | USD | MOLD,CABLE TO GRD ROD,VER | 289.29 | EA | 1
LK607 | United States | USD | DISK,SEALING,LENTON | 8.87 | EA | 1
TAC2Q3QW | United States | USD | MOLD,CABLE,HORZ TEE,W/WP | 273.39 | EA | 1
RDH562VM | United States | USD | MOLD,CABLE TO REBAR,HORZ | 284.59 | EA | 1
554430 | Asia | USD | SLEEVE POLYAMIDE PDBS 5G | 1.19 | MT | 100
LJCCE2C | United States | USD | MOLD,CABLE TO BUS/LUG,HOR | 212.91 | EA | 1
716631 | United States | USD | CONNECTOR,CABLE,PKC240-H | 49.79 | EA | 10
LPC483 | United States | USD | CABLE,CLAMP,FASTNER TO YO | 37.43 | EA | 1
UTB5SPGM | United States | USD | PROTECTOR,SURGE,UTB REPLA | 136.55 | EA | 1
PB13TP2Q | United States | USD | MOLD,CABLE TO RAIL,HORZ T | 208.86 | EA | 1
563621 | Asia | USD | BRAID MBJYG 25-250-8 , Y/G INSULATED | 11.62 | EA | 10
MBB15LBT | United States | USD | MOLD,BLANK,250300 C PRICE | 212.91 | EA | 0
A811A26W4F500 | United States | USD | STOCK,BAR,CU,26GA X 4 IN | 4565.93 | EA | 1
RBT111011A | United States | USD | SLEEVE,CADWELD,#11 -1 T | 92.14 | EA | 1
EL36P14L | United States | USD | COUPLER,LENTON,P14L,36MM, | 115.06 | EA | 1
VNCSFRH | United States | USD | MOLD,CABLE TO VERT STL,HO | 212.91 | EA | 1
GLCEG1V | United States | USD | MOLD,CABLE TO LUG,HORZ SP | 212.91 | EA | 1
EGBA14412CCT1TK | United States | USD | BAR,GRD BUS,1/4 X4 X12 LG | 294 | EA | 1
RRA581V | United States | USD | MOLD,CABLE TO REBAR,HORZ | 129.72 | EA | 1
LPC467 | Asia | USD | PLATE,CU,FLUSH MOUNT FOR EMBEDDED REBAR | 180.53 | EA | 0
HSP10K36 | Asia | USD | HIGH SPEED PROT,36V,8MBS,KRONE | 389.79 | EA | 1
SRF1125N | United States | USD | SRF,N-SERIES, 1PH,125A,24 | 3113.77 | EA | 1
CMC16CAM | Europe | USD | MOLD CMC16CAM | 212.91 | EA | 1
PTC8D1V | United States | USD | MOLD,CABLE,HORZ THRU PARA | 212.91 | EA | 1
A808A05C36 | United States | USD | WIRE,STL,CU CLAD,BARE,30% | 102999.99 | EA | 0
LJCFALY8 | United States | USD | MOLD,CABLE TO BUS/LUG,HOR | 212.91 | EA | 1
EGBA14324GG | United States | USD | BAR,GRD BUS,1/4 X 3 X 24 | 234 | EA | 1
LU43TDR14D | United States | USD | LENTON ULTIMATE,ANCHOR, | 127.13 | EA | 4
550360 | United States | USD | BUSBAR,PUNCH,1,75 M DPCB | 1267.18 | EA | 2
GUYCMP4 | United States | USD | SLEEVE,CRIMP,4MM GUYING | 2.3 | EA | 1
B3452Q | United States | USD | COLLAR,WELDING,4/0 CONC | 10.44 | EA | 1
EGBA14106NN | United States | USD | BAR,GRD BUS,1/4 X 1 X 06 | 48 | EA | 1
LPC2955F5FB | United States | USD | ADAPTER,CU,STRAIGHT,5/8TH | 8.88 | EA | 1
SBPAJ360 | United States | USD | BOND,PLUG,JUMPER 3/16 SIG | 17.28 | EA | 1
FLXPLAM0101 | Asia | USD | 718-A57290-001 | 319.04 | EA | 1
LPC226B | United States | USD | POINT,CU,BARE,1/2IN X | 67.05 | EA | 1
XBM2V2C | United States | USD | MOLD,CABLE,HORZ X LAPPED | 649.88 | EA | 1
62341M4CATU | United States | USD | CU/ST GR,17.3MM,350MCRN | 153.4 | EA | 250
SBS8TLINS664ORG | United States | USD | BOND STRAND,ORG INSUL,S8 | 2.81 | EA | 500
LPC30212 | United States | USD | BASE,CABLE,AND AIR TERMIN | 40.22 | EA | 1
PBW32W9B | United States | USD | BOND,WEB,STUB END 250 RLA | 42.02 | EA | 1
PTC1V1H | United States | USD | MOLD,CABLE, HORZ THRU PAR | 212.91 | EA | 1
LPC124L500 | United States | USD | CABLE,CU,SMOOTH WEAVE,40 | 9.45 | FT | 500
EGBA14260BB | United States | USD | BAR,GRD BUS,1/4 X 2 X 60 | 447 | EA | 1
815760 | United States | USD | GROUND ROD, GALV, POINTED | 108.09 | EA | 5
GEC31 | United States | USD | MOLD,GRD ROD,HORZ SPLICE | 212.91 | EA | 1
DS58SEC | United States | USD | STUD,DRIVE,SECT,5/8 NOM | 4.43 | EA | 1
SDT58 | United States | USD | THREADED DRILLING TIP | 8.25 | EA | 25
SBTBB3412 | United States | USD | BOND KIT,BOOTLEG,3/16 12 | 8.54 | EA | 25
SB10PC1K1G | United States | USD | MOLD,CABLE, HORZ TAP PARA | 135.49 | EA | 1
SBB200CRH | United States | USD | MOLD,WEB SIGNAL BOND,3/16 | 86.27 | EA | 1
B3361A | United States | USD | GRIP,FOAM,5 IN LG,BLACK | 9.3 | EA | 0
ECRE202G4U | United States | USD | GROUND ROD,ASSY,KIT,EXTEN | 3078.16 | EA | 1
TDX200S120/240D | United States | USD | PROTECTOR,SURGE,TDX200S,3 | 2493.02 | EA | 1
LPC437SH | United States | USD | BASE,CU,BARE,TOP MOUNT, | 247.43 | EA | 1
541774 | United States | USD | FLEXIBAR END COVER 20 | 1.2 | EA | 12
B852A8C1G96 | United States | USD | STRAP ASSY,SIGNAL MAST | 152.11 | EA | 1
VFC1TV3.50 | United States | USD | MOLD,CABLE TO VERT STL, | 212.91 | EA | 1
GRC181VW | United States | USD | MOLD,CABLE TO GRD ROD,VER | 253.23 | EA | 1
PBS429F3B16 | United States | USD | SLEEVE,FLARED CU,.722 ID | 1.16 | EA | 0
VFC1TV3C | United States | USD | MOLD,CABLE TO VERT STL,VE | 212.91 | EA | 1
813400 | United States | USD | GROUND ROD,GALV,POINTED, | 56.01 | EA | 5
EDT255010R | Asia | USD | Enhanced Type 2, 550V, 1 0 | 138 | EA | 0
534026AMX17 | United States | USD | FLEXIBAR,ADV,5X32X1,AMX | 96.41 | EA | 10
RJE592G | United States | USD | MOLD,CABLE TO REBAR,VERT | 596.26 | EA | 1
LPC540 | Asia | USD | PLATE,CU,CAST,FLAT METCU,BONDING | 23.89 | EA | 1
PBB183D | United States | USD | HINGE ASSY,FRAME,1/8 X 1 | 420.24 | EA | 0
RBW6557A | United States | USD | SLEEVE,CADWELD,LOW SLIP # | 75.86 | EA | 1
550790 | United States | USD | BUSBAR,DETAIL,4X12X2000MM | 94.4 | EA | 10
GTC313A | United States | USD | MOLD,CABLE TO GRD ROD,VER | 212.91 | EA | 1
SES160B240V | United States | USD | SES, 160KA, BASIC, 240V | 324.82 | EA | 1
LPC30412 | Asia | USD | PLATE,STAMPED,AIR TERMINAL | 40.59 | EA | 0
VNC1VRH1.25 | United States | USD | MOLD,CABLE TO VERT STL,HO | 212.91 | EA | 1
GYE332G | United States | USD | MOLD,CABLE TO HORZ,STL,HO | 596.26 | EA | 1
LPS2942F5F | United States | USD | ADAPTER,SS,COUPLING,1/2IN | 23.18 | EA | 1
FJ2G144 | United States | USD | JUMPER,SWAGED,2/0 CONC | 323.28 | EA | 1
548650 | Asia | USD | ISO TP 75M16 | 13.34 | EA | 10
SX40SSY2002 | United States | USD | MOLD,CABLE,HORZ SPLICE | 966.13 | EA | 1
613450 | United States | USD | ROD,GRD,3/4X5,CU BONDED | 40.48 | EA | 5
SBS5838 | United States | USD | MOLD,WELDER BOND,T6 & T7 | 81.89 | EA | 1
557350SEPC01 | United States | USD | BRAID,CU,TINNED,CUSTOM,1. | 166.02 | EA | 0
PBWT202J | United States | USD | WELDER ASSY,RAIL,PAIR,2/0 | 661.94 | EA | 1
PBC105V | United States | USD | CLAMP ASSY,ADJ,RAIL WEB C | 184.41 | EA | 1
CAGRP162G | United States | USD | MOLD,CABLE TO GRD ROD,VER | 234 | EA | 1
PB53RX4Y150BRH | United States | USD | MOLD,CABLE TO RAIL,HORZ T | 366.25 | EA | 1
ETMAGS | United States | USD | GROUND BAR ASSY,TOP MOUNT | 54.01 | EA | 1
B160B | United States | USD | FRAME,ASSY,HORZ PIPE,VERT | 299.87 | EA | 1
PTC3Q9FW | United States | USD | MOLD,CABLE,HORZ THRU PARA | 253.23 | EA | 1
EL36C3SL050Q | United States | USD | COUPLER,LENTON,WELDABLE, | 110.04 | EA | 1
LPC30512 | United States | USD | BASE,CU,HORZ/VERT MOUNT, | 43.78 | EA | 1
TAC2G2FW | United States | USD | MOLD,CABLE,HORZ TEE | 273.39 | EA | 1
LPC551L38 | Europe | USD | LUG,CU,CAST,BONDING,3/8IN | 54.35 | EA | 1
HAA1G350C | United States | USD | MOLD,CABLE TO HORZ STL, | 129.72 | EA | 1
561172 | United States | USD | BLOCK,POWER,SBF2C250 | 58.31 | EA | 1
EPCEH | United States | USD | MOLD,BUS BAR,VERT ELL TAP | 212.91 | EA | 1
EL25P9EG | United States | USD | COUPLER,LENTON POSITION, | 84.73 | EA | 1
SBM456M | United States | USD | MOLD,BOND,3/16X3/4 XS,PAI | 89.19 | EA | 1
LAC2CDE | United States | USD | MOLD,CABLE TO BUS/LUG,HOR | 212.91 | EA | 1
TAC2G1TW | United States | USD | MOLD,CABLE,HORZ TEE | 273.39 | EA | 1
EL20A2SS | United States | USD | COUPLER,LENTON STANDARD,# | 104.35 | EA | 1
SCDM01 | Asia | USD | BATTING, CADWELD MULTI - 120886 | 55.11 | EA | 33
SBRTLW418 | United States | USD | TOOL,STRIP,3 COND 4/64, | 96.49 | EA | 1
PAC2Q1T | United States | USD | MOLD,CABLE,HORZ TAP PARAL | 212.91 | EA | 1
EGBA14330CC | United States | USD | BAR,GRD BUS,1/4 X 3 X 30 | 288 | EA | 1
PCC2L1H | United States | USD | MOLD,CABLE, HORZ TAP PARA | 212.91 | EA | 1
GTC142L | United States | USD | MOLD,CABLE TO GRD ROD,VER | 212.91 | EA | 1
508062 | United States | USD | BRAID,FLEXIBLE, | 1720.57 | EA | 1
812M24R5 | United States | USD | CLIP,1/2 TO 3/4 CONDUIT, | 14.28 | EA | 10
534053RW26 | United States | USD | FLEXIBAR,ADV,10X80X1,RW | 312.04 | EA | 1
CR34 | Asia | USD | GROUND ROD, COUPLER 3/4" | 26.03 | EA | 25
508151 | United States | USD | RAW, | 92.33 | EA | 4
CAGTP161H | United States | USD | MOLD,CABLE TO GRD ROD,VER | 233.95 | EA | 1
ZZMOLD | United States | USD | GENERIC GRAPHITE MOLD | 212.91 | EA | 0
BACCAL | Europe | USD | MOLD BACCAL | 212.91 | EA | 1
CWP3J | Asia | USD | CLAMP,BRZ,2-1/2IN TO 4IN WATER PIPE,#10 | 59.72 | EA | 4
PHR1G1G | United States | USD | MOLD,CABLE, VERT THRU PAR | 289.29 | EA | 1
PVT21000R | Europe | USD | PV TYPE 2, 1000VDC | 180.2 | EA | 1
ERICORE750U | United States | USD | DOWNCONDUCTOR,LIGHTNING, | 98392.007 | EA | 1
GTC37SG | United States | USD | MOLD,CABLE TO GRD ROD,VER | 212.91 | EA | 1
534001LAM35 | United States | USD | FLEXIBAR,ADV,3X9X.08,LAM | 270.69 | EA | 1
LPC302T58 | United States | USD | COUPLER,TERMINAL,AIR,HEX | 7.71 | EA | 1
557420 | United States | USD | BRAID,ROUND,CU,10MMSQ,5MM | 6.85 | MR | 1
VVF8K | United States | USD | MOLD,CABLE TO VERT STL,VE | 507.28 | EA | 1
EL57TP24L | United States | USD | COUPLER,LENTON,POSITION, | 210.76 | EA | 1
XLPTC2G1V | United States | USD | MOLD,CABLE, HORZ THRU PAR | 252.73 | EA | 1
534053PDI16 | United States | USD | FLEXIBAR,ADV,10X80X1,PDI | 796.58 | EA | 1
PCT1V1H | United States | USD | MOLD,CABLE, HORZ TAP PARA | 207.39 | EA | 1
B540A901 | United States | USD | BUSBAR,GRD,CU,1/4X4X24 IN | 205.13 | EA | 1
SBB200C | Asia | USD | MOLD, WEB SIGNAL BOND, 3/16 | 125.85 | EA | 1
CAHBA1G20 | United States | USD | MOLD,CABLE TO HORZ CAST I | 129.72 | EA | 1
PB10QT1L84C | United States | USD | MOLD,CABLE TO RAIL,HORZ T | 153.72 | EA | 1
BBRCAM | Europe | USD | MOLD BBRCAM | 289.29 | EA | 1
XLLJCAG1V | United States | USD | MOLD,CABLE TO BUS/LUG,HOR | 252.73 | EA | 1
LJCPALY8 | United States | USD | MOLD,CABLE TO BUS/LUG,HOR | 212.91 | EA | 1
4H24 | Asia | USD | CADDY, BEAM CLIP | 115.2 | EA | 100
AF14R10 | United States | USD | CLIP,PURLIN,Z, RETAIL | 993.83 | EA | 10
FLXPLAM0063 | United States | USD | FLEXIBAR,ADV,2X15.5X0.8MM | 179.69 | EA | 1
LPA228F | United States | USD | POINT,AL,FLAT TIP, 1/2 X | 32.98 | EA | 1
563810 | Asia | USD | DIST BLOCK 2POL 100/125AL | 32.83 | EA | 50
508036 | Asia | USD | FleXbus Cond., 640 mm?, 8,000 mm | 1090.62 | EA | 1
CAFCA1L24 | United States | USD | MOLD,CABLE,TO HORZ C.I.PI | 129.72 | EA | 1
557180 | United States | USD | LUG,BRAID,16X15X1MM TINNE | 1.07 | EA | 100
A927F246 | United States | USD | BOLT,HEX HEAD,5/16X18 X 5 | 0.5 | EA | 0
556860 | United States | USD | BRAID,PREFAB,300MM,250A | 14.51 | EA | 10
B540C855 | United States | USD | BUSBAR,GRD,1/4X1.25X374MM | 45.94 | EA | 1
LECY6PAJ | United States | USD | MOLD,CABLE TO BUS/LUG,HOR | 212.91 | EA | 1
S429F1N12 | Asia | USD | SLEEVE,CU,FLARED,4 RLAY | 1.79 | EA | 1
RBF30 | United States | USD | MATERIAL,FILLER,REBAR FER | 15.27 | EA | 1
LPC510 | Europe | USD | SPLICE,CU,CAST,CABLE, | 41 | EA | 1
LAC3QGH | United States | USD | MOLD,CABLE TO BUS/LUG,HOR | 212.91 | EA | 1
B544A412 | United States | USD | BUSBAR,ASSY,1/4X4X24,W/IN | 242.53 | EA | 0
VSC2QV2T | United States | USD | MOLD,CABLE TO VERT STL,45 | 212.91 | EA | 1
VVR8DV3 | United States | USD | MOLD,CABLE TO VERT STL,VE | 289.29 | EA | 1
RBT8101 | United States | USD | SPLICE,KIT,#8 CADWELD T-S | 170.1 | EA | 1
508024 | Asia | USD | FleXbus Cond., 545 mm?, 6,000 mm | 764.62 | EA | 1
A238EB2S24RH | United States | USD | CLAMP,FENCE,4/0X24IN,FLEX | 275.59 | EA | 1
CAPCT1H1E | United States | USD | MOLD,CABLE, HORZ TAP PARA | 207.39 | EA | 1
558301ADV | United States | USD | IBSBADV 25-163-6 E&I | 3.77 | EA | 100
PBC62W1822 | United States | USD | BOND,DOUBLE STUB END C,25 | 111.65 | EA | 25
EGBC14218EET | United States | USD | BUSBAR,GRD,CU,1/4X2X18,EE | 162 | EA | 1
CR34 | United States | USD | COUPLER,GRD ROD,BRZ,W/THD | 26.03 | EA | 25
PLUSCU2BD | Asia | USD | CADWELD PLUS CONTROL UNIT NG BATT ADAPTE | 146.79 | EA | 1
RJE551L | United States | USD | MOLD,CABLE TO REBAR,VERT | 596.26 | EA | 1
22123P | United States | USD | HOUSING,FLEX SHAFT,12 FT | 571.59 | EA | 0
VBCS6 | United States | USD | MOLD,CABLE TO VERT STL,VE | 212.91 | EA | 1
TACY6Y9 | United States | USD | MOLD,CABLE,HORZ TEE | 212.91 | EA | 1
534039ABB05 | United States | USD | FLEXIBAR,ADV,5X50X1,ABB | 151.24 | EA | 10
ELCP43T | United States | USD | PROTECTOR,LENTON COUPLER, | 0.36 | EA | 1
PTC9F2Q | United States | USD | MOLD,CABLE, HORZ THRU PAR | 212.91 | EA | 1
PTC2Q8F | United States | USD | MOLD,CABLE, HORZ THRU PAR | 212.91 | EA | 1
ERICORE/LTKIT/A | United States | USD | TERMINATION,KIT,LOWER,ERI | 146.2 | EA | 1
GRC142L | United States | USD | MOLD,CABLE TO GRD ROD,VER | 212.91 | EA | 1
568810 | United States | USD | BLOCK,JUNCTION,PEN-D 300 | 147.1 | EA | 1
RBC2C | United States | USD | MOLD,GRD ROD TO RECEPTACL | 212.91 | EA | 1
CWP12SHL | United States | USD | CLAMP,PIPE,1/2CONDUIT,BRZ | 10.1 | EA | 0
LPLC445 | United States | USD | SPLICE,CU,CABLE,TEE,LEAD | 127.11 | EA | 1
563990 | Asia | USD | TD 160AL 11 TER | 149.44 | EA | 25
613460 | Europe | USD | EARTH ROD,CU BOND,POINTED | 47.39 | EA | 5
534024MM01 | United States | USD | FLEXIBAR,ADV,3X32X1,MM | 23.75 | EA | 1
615880 | United States | USD | ROD,GRD,5/8X8,CU BONDED | 37.38 | EA | 5
EL3622A12 | United States | USD | COUPLER,LENTON,A12,#11-#7 | 68.57 | EA | 16
VSC8G | United States | USD | MOLD,CABLE TO VERT STL,45 | 212.91 | EA | 1
T313 | United States | USD | BRUSH,CARD CLOTH | 22.04 | EA | 1
SB20175 | Europe | USD | BOND,KIT,JOINT,5/16 TAB | 11.82 | EA | 100
RJE582Q | United States | USD | MOLD,CABLE TO REBAR,VERT | 596.26 | EA | 1
TAC2Q8C | United States | USD | MOLD,CABLE,HORZ TEE | 212.91 | EA | 1
EGGBA14412SSS3 | United States | USD | BUSBAR,STL,GALV,1/4X4X12, | 162.36 | EA | 1
SBB200L | United States | USD | MOLD,WEB SIGNAL BOND,22MM | 100.95 | EA | 1
RCE52Y1 | United States | USD | MOLD,CABLE TO REBAR,VERT | 596.26 | EA | 1
VBC2G | Europe | USD | MOLD VBC2G | 212.91 | EA | 1
CR58U | United States | USD | COUPLER,GRD ROD,BRZ,W/THD | 17.43 | EA | 25
TAC2V1Y | United States | USD | MOLD,CABLE,HORZ TEE | 212.91 | EA | 1
B3452G | United States | USD | COLLAR,WELDING,2/0 CONC | 10.44 | EA | 1
TAC2V1TW | United States | USD | MOLD, CABLE,HORZ TEE | 212.91 | EA | 1
HSC2G4 | United States | USD | MOLD,CABLE TO HORZ STL, | 212.91 | EA | 1
B13716 | United States | USD | DRIVE,ROD,SLEEVE 5/8 CU | 132.29 | EA | 0
EL25P9N | United States | USD | COUPLER,LENTON,SOURCED,P9 | 60.69 | EA | 1
EGBA38448CC | United States | USD | BAR,ASSY,GRD BUS 3/8 X 4 | 603 | EA | 1
TAC1H1V | United States | USD | MOLD,CABLE,HORZ TEE | 212.91 | EA | 1
EL32AC12SP01 | United States | USD | COUPLER,LENTON,SPECIAL, | 43.57 | EA | 1
534017L3M | United States | USD | FLEXIBAR,ADV,3X24X1MM,3M | 158.93 | EA | 1
T305 | United States | USD | DRIVER,SCREW,FLAT HEAD | 34.06 | EA | 1
534052 | Asia | USD | FLEX ADV2MTC 8X80X1 | 946.84 | EA | 1
ECRV102C4U | United States | USD | GROUND ROD,ASSY,KIT,10 FT | 1824.07 | EA | 1
FLXPLAM0067 | Asia | USD | 718-A58350-001 | 257.13 | EA | 1
VBC1HV3C | United States | USD | MOLD,CABLE TO VERT STL,VE | 212.91 | EA | 1
B2700A5 | United States | USD | LINK,TEST,ASSY | 6.08 | EA | 0
P108F20ETN | United States | USD | WELD METAL, CADWELD, F20 | 96.83 | EA | 1
A140WT | Asia | USD | CONNECTOR,TEMP,3/16 TRACK W/T-HANDLE | 45.76 | EA | 0
534028MJP03 | United States | USD | FLEXIBAR,ADV,8X32X1MM,MJP | 195.75 | EA | 10
PEK4B | Asia | USD | PYRAMID, EQUIPMENT SUPPORT KIT, 4 BASES | 145223.05 | EA | 1
XLB971A1E | United States | USD | BAG,EXOLON,FABRIC | 102999.99 | EA | 0
ECRE201T4U | United States | USD | GROUND ROD,ASSY,KIT,EXTEN | 2830.81 | EA | 1
PTC9F2G | United States | USD | MOLD,CABLE, HORZ THRU PAR | 212.91 | EA | 1
569205 | Asia | USD | DISTR. BLOCK UD2C12C630AL | 77.03 | EA | 360
TAC2V9E | United States | USD | MOLD,CABLE,HORZ TEE | 212.91 | EA | 1
SSC2L8D | United States | USD | MOLD,CABLE,HORZ SPLICE | 212.91 | EA | 1
XLBACPAM | United States | USD | MOLD,BUS BAR,HORZ SPLICE | 715.08 | EA | 1
EL40M36F152 | United States | USD | COUPLER,LENTON,ADAPTE | 72.84 | EA | 1
LK87GV | United States | USD | LENTON INTERLOK,HDG, | 87.66 | EA | 1
VSCS7V3.5W | United States | USD | MOLD,CABLE TO VERT STL,45 | 233.07 | EA | 1
LAC2VDE | United States | USD | MOLD,CABLE TO BUS/LUG,HOR | 212.91 | EA | 1
SPDS100277/480 | United States | USD | PQI, TDX100S277/480 | 3691.26 | EA | 1
PQC320120V | United States | USD | SES320B120V | 4655.27 | EA | 1
BMCPALPAL | Europe | USD | MOLD BMCPALPAL | 212.91 | EA | 1
PB50SSP9Y0 | United States | USD | MOLD,CABLE,HORZ SPLICE | 325.89 | EA | 1
LAC2CCE | United States | USD | MOLD,CABLE TO BUS/LUG,HOR | 212.91 | EA | 1
NT1181G | United States | USD | ONE-SHOT,CABLE TO GRD ROD | 27.46 | EA | 6
GRC371H | United States | USD | MOLD,CABLE TO GRD ROD, | 212.91 | EA | 1
EL20A2Q | United States | USD | COUPLER,LENTON STANDARD, | 24.98 | EA | 1
LPC810 | Europe | USD | HOLDER,CU,CABLE,FLAT, | 2.98 | EA | 1
CAT343R | United States | USD | TOOL,ACCESSORY,MISC TOOLS | 218.65 | EA | 0
BC400 | Asia | USD | BEAM CLAMP | 1877.54 | EA | 250
LPC242BST | Asia | USD | POINT,CU,BLUNT BARE,5/8INX 12IN | 38.85 | EA | 1
534045APG12 | United States | USD | FLEXIBAR,ADV,5X63X1MM,APG | 223.91 | EA | 1
EL57T43TA2 | United States | USD | COUPLER,LENTON STANDARD,# | 118.95 | EA | 1
545821 | Asia | USD | 18MM DIE | 149.07 | EA | 1
561151 | Asia | USD | BLOCK,SPLICE,160A 1000V CABLE-TO-CABLE | 24.09 | EA | 1
LPC5964 | Asia | USD | CLAMP,CU,CABLE TO PIPE,4" - 4 1/2"OD | 75.74 | EA | 1
FLXPLAM0006 | Asia | USD | 718-A57356-001 | 414.27 | EA | 1
WTBLCH | United States | USD | WIND TURBINE BLADE LP | 30.54 | EA | 10
LL25S1 | United States | USD | LENTON LOCK,S-SERIES, | 58.86 | EA | 1
EL36PPPN | United States | USD | PLUG,PARALLEL,LENTON | 1.15 | EA | 25
HDGTC182B | United States | USD | MOLD,CABLE TO GRD ROD,VER | 212.91 | EA | 1
534001LAM39 | United States | USD | FLEXIBAR,ADV,3X9X.08,LAM | 190.23 | EA | 1
LPA664 | United States | USD | CONNECTION,THRU ROOF,AL | 75.64 | EA | 1
CAVHT1H8 | United States | USD | MOLD,CABLE TO VERT CAST I | 207.39 | EA | 1
534518 | Asia | USD | IBS ADV 120-830-10 | 123.51 | EA | 2
SRF1125N | Europe | USD | SRF,N-SERIES, 1PH,125A,24 | 3113.77 | EA | 1
SB20112 | United States | USD | BOND,CADWELD HF,3/16X6 1/ | 7.62 | EA | 100
715215 | United States | USD | RAIL,INSTALLATION, | 185.31 | EA | 1
715135 | United States | USD | LUG,CABLE,PKS50/12-H | 5.43 | EA | 1
RBW45510A | United States | USD | SLEEVE,CADWELD,50MM 10INC | 162.57 | EA | 1
LPC30212 | Europe | USD | BASE,CABLE,AND AIR TERMIN | 40.22 | EA | 1
910008 | United States | USD | LIST,PACKING,910007 | 0.31 | EA | 0
549740 | United States | USD | BUSBAR,10 MM,PLAIN,2M PCB | 1187.26 | EA | 2
TACV1Y4 | Europe | USD | MOLD TACV1Y4 | 212.91 | EA | 1
LLCEH3Q | United States | USD | MOLD,CABLE TO BUS/LUG,VER | 212.91 | EA | 1
534041SI01 | United States | USD | FLEXIBAR,ADV,8X50X1MM,SI, | 267.88 | EA | 1
EL28A32K | United States | USD | COUPLER,LENTON,STANDARD, | 115.73 | EA | 1
SBB200C | United States | USD | MOLD,WEB SIGNAL BOND,3/16 | 125.85 | EA | 1
CAVST1GAM | United States | USD | MOLD,CABLE TO VERT STL,45 | 139.13 | EA | 1
PGT1D1DM | United States | USD | MOLD,CABLE, HORZ THRU PAR | 139.13 | EA | 1
551000 | United States | USD | SUPPORT,BUSBAR,KIT, | 190.41 | EA | 1
PTC2G2G | United States | USD | MOLD,CABLE, HORZ THRU PAR | 212.91 | EA | 1
VBCY3 | United States | USD | MOLD,CABLE TO VERT STL, | 212.91 | EA | 1
GTCP200Y5 | Europe | USD | MOLD GTCP200Y5 | 212.91 | EA | 1
611300UPC | United States | USD | ROD,GRD,1/2X10,CU CLAD,10 | 49.28 | EA | 5
RCE532Q | United States | USD | MOLD,CABLE TO REBAR,VERT | 596.26 | EA | 1
EL43TCIPS | United States | USD | PROTECTOR,THREAD,INTERNAL | 0.5 | EA | 1
PBWY8 | United States | USD | MOLD,PAIR,CABLE HORZ TO R | 149.4 | EA | 1
534060ABB04 | United States | USD | FLEXIBAR,ADV,10X120X1,ABB | 634.01 | EA | 1
503210WS01 | United States | USD | BRAID,CU,TIN,150MM2,1 LYR | 53.87 | EA | 1
534026SE08 | United States | USD | FLEXIBAR,ADV,5X32X1MM,SE, | 336.58 | EA | 1
LPS29616 | United States | USD | TERMINAL,AIR,EXTENSION,PA | 39.17 | EA | 1
534026PDI28 | United States | USD | FLEXIBAR,ADV,5X32X1MM,PDI | 157.42 | EA | 10
559152 | United States | USD | MANUAL FLEX PUNCH TOOL | 1313.34 | EA | 1
LPC446 | United States | USD | SPLICE,CABLE,CAST,ASSY | 119.85 | EA | 1
558103 | United States | USD | BRAID,SHUNT,INSULATED ORA | 66.7 | EA | 1
SBTBS3324 | United States | USD | BOND,SWITCH,3/16 BARE 24 | 10.69 | EA | 25
508048 | Asia | USD | FleXbus Cond., 960 mm?, 10,000 mm | 2277.96 | EA | 1
LPC124250 | United States | USD | CABLE,CU,SMOOTH WEAVE,40 | 7.26 | FT | 250
611300 | United States | USD | ROD,GRD,1/2X10,CU BONDED | 46.04 | EA | 5
534018IR07 | United States | USD | FLEXIBAR,ADV,4X24X1MM,IR, | 140.76 | EA | 1
EL2822A2ES | United States | USD | COUPLER,LENTON STANDARD,# | 73.44 | EA | 1
534027RW19 | United States | USD | FLEXIBAR,ADV,6X32X1MM,RW, | 280.46 | EA | 1
HAA1V11C | United States | USD | MOLD,CABLE TO HORZ STL,HO | 129.72 | EA | 1
RTC52Y5 | United States | USD | MOLD,CABLE TO REBAR,HORZ | 212.91 | EA | 1
SSCSE | United States | USD | MOLD,CABLE,HORZ SPLICE | 212.91 | EA | 1
A929B004 | United States | USD | WASHER,HELICAL LOCK,1/4, | 0.01 | EA | 0
LJCFALY9 | United States | USD | MOLD,CABLE TO BUS/LUG,HOR | 212.91 | EA | 1
568620 | United States | USD | BUSBAR,BRASS,NEUTRAL,EB36 | 47.87 | EA | 10
A109L | United States | USD | CABLE,SAMPLE,8 IN LONG,50 | 33.62 | EA | 1
534041SI03 | United States | USD | FLEXIBAR,ADV,8X50X1MM,SI | 47.53 | EA | 10
TAC3A9H | United States | USD | MOLD,CABLE,HORZ TEE | 212.91 | EA | 1
B3365 | United States | USD | PLATE,COVER,WHEEL GUARD, | 41.61 | EA | 0
PBK019 | United States | USD | SPLICE KIT,RAIL | 149.55 | EA | 50
TAC2L1Y | United States | USD | MOLD,CABLE,HORZ TEE | 212.91 | EA | 1
PTC2C1Y | United States | USD | MOLD,CABLE,HORZ THRU PARA | 212.91 | EA | 1
LAC3AEE | United States | USD | MOLD,CABLE TO BUS/LUG,HOR | 212.91 | EA | 1
534018GE15 | United States | USD | FLEXIBAR,ADV,4X24X1MM,GE, | 158.02 | EA | 10
MBMAST3MHD | United States | USD | MAST,WELD,ASSY,3M MAST, | 949.31 | EA | 1
564600 | United States | USD | BRAID,SHUNT,POWER,TINNED, | 649.06 | EA | 1
TAC3A1T | United States | USD | MOLD,CABLE,HORZ TEE | 212.91 | EA | 1
RBT1118101B | United States | USD | MATERIAL,FILLER,#11/#18 T | 80.96 | EA | 1
ALUM5M | United States | USD | MAST,SUPPORT,5M ALUMINUM | 737.52 | EA | 1
A805A40F | United States | USD | CABLE,COMPOSITE,CONDUCTOR | 17.71 | EA | 1
FC076 | United States | USD | CLAMP, FENCE 2 IPS | 56.57 | EA | 1
EGBA14424DD | United States | USD | BAR,ASSY,GRD,BUS,1/4 X 4 | 282 | EA | 1
PTCY7Y4 | United States | USD | MOLD,CABLE,HORZ THRU PARA | 212.91 | EA | 1
RRC532V | United States | USD | MOLD,CABLE TO REBAR,HORZ | 212.91 | EA | 1
B102DEOL | United States | USD | LUG,CU,3/16 X1 W/2-9/16 H | 21.62 | EA | 10
SSC2Q2L | United States | USD | MOLD,CABLE,HORZ SPLICE | 212.91 | EA | 1
556720 | United States | USD | BRAID,PREFAB,100MM,180A | 4.79 | EA | 10
556769B | United States | USD | BRAID,CU,35MM2,BLK | 3.62 | EA | 250
RBHA9735X | United States | USD | BASIN,POURING,#6 HORIZ. T | 570.44 | EA | 1
550290 | United States | USD | BUSBAR,10 MM,THD,M8,20X10 | 275.47 | EA | 4
BQCEALEAL | Europe | USD | MOLD BQCEALEAL | 212.91 | EA | 1
GRB5412T | United States | USD | BUSBAR,ASSY,1/4 X 4 X 12 | 72.2 | EA | 50
TAC4L2G | United States | USD | MOLD,CABLE,HORZ TEE | 212.91 | EA | 1
S1V19 | United States | USD | MOLD,HV CABLE SPLICE,HORZ | 505.31 | EA | 1
LJCEGS5 | United States | USD | MOLD,CABLE TO BUS/LUG,HOR | 212.91 | EA | 1
PQDM3300B208 | United States | USD | PQDM-6-2P-208V, FSPM3300B | 3545.55 | EA | 1
LPP899WH28 | United States | USD | WHITE ROOF ADHESIVE,28OZ | 66.52 | EA | 1
EGBA14212TES | Europe | USD | GRD BAR ASSY,1/4INX2INX12 | 102 | EA | 1
HAH2L350C | United States | USD | MOLD,CABLE TO HORZ STL, | 373.05 | EA | 1
XLPGP1H1HM | United States | USD | MOLD,CABLE,HORZ THRU PARA | 188.06 | EA | 0
HAA1T162C | United States | USD | MOLD,CABLE TO HORZ STL,HO | 129.72 | EA | 1
SBD50 | United States | USD | DIE,HAMMER,3/16 | 68.24 | EA | 1
534038 | Asia | USD | FLEX ADV2MTC 4X50X1 | 344.02 | EA | 1
TCF3Q3Q | United States | USD | MOLD,CABLE,VERT TEE HORZ | 507.28 | EA | 1
FLXKRW0002 | United States | USD | KIT,FLEXIBAR,ADV,4X24X1MM | 701.28 | EA | 1
PB80LS3BJK001 | United States | USD | MOLD,CABLE TO BUS/LUG, | 697.55 | EA | 1
RBHSB17070C | United States | USD | BASIN,POURING,#8 HORIZ. S | 625.81 | EA | 1
534020FW02 | United States | USD | FLEXIBAR,ADV,6X24X1MM,FW, | 236.33 | EA | 25
553400 | United States | USD | CONNECTOR,BUS BAR,CABLE T | 2.55 | EA | 15
TGBA24L14P | United States | USD | BAR ASSY,GRD BUS,1/4X2X24 | 186 | EA | 1
LPC540L | Europe | USD | PLATE,CU,CAST,FLAT METCU, | 33.35 | EA | 1
RCPY6M | United States | USD | MOLD,CABLE TO REBAR,VERT | 234 | EA | 1
EDT215030R | United States | USD | ENHANCED TYPE 2, 150V,30 | 365.33 | EA | 1
VVR8D | United States | USD | MOLD,CABLE TO VERT STL,VE | 289.29 | EA | 1
A927F197 | United States | USD | BOLT,HEX HEAD,3/8-16 X 1- | 1.34 | EA | 1
545893 | Asia | USD | EJECTION STOP 6,5-9-11-14 KIT | 165.71 | EA | 1
815860UPC | United States | USD | GROUND ROD,GALV,POINTED, | 24.87 | EA | 5
LPC33938 | United States | USD | BASE,CU,CAST, CONE, | 40.33 | EA | 1
GR1161LPLUS | United States | USD | ONE-SHOT,CABLE TO GRD ROD | 19.88 | EA | 6
PBW3S002RH | United States | USD | MOLD,CABLE,FORMED TERMINA | 87.08 | EA | 1
ELIPG16125 | United States | USD | LENTON,ISO PLUG GAGE | 339.58 | EA | 1
A927F187 | United States | USD | BOLT,HEX HEAD,5/16-18 X 3 | 1.13 | EA | 1
534041KOM01 | United States | USD | FLEXIBAR,ADV,8X50X1MM,KOM | 312.87 | EA | 1
16M | Asia | USD | CADDY, CONDUIT CLIP | 116.32 | EA | 100
CSP1NBM90 | United States | USD | COAXIAL SURGE PROTECTOR, | 120.48 | EA | 1
PB20PGS6S6 | United States | USD | MOLD,CABLE,HORZ THRU PARA | 153.72 | EA | 1
RHC53Y7 | Europe | USD | MOLD RHC53Y7 | 212.91 | EA | 1
FLXPLAM0092 | Asia | USD | 718-A57268-001 | 325.37 | EA | 1
LPC516 | Europe | USD | SPLICE,CU,CAST,CABLE, | 20.95 | EA | 1
XLVTP1H009M | United States | USD | MOLD,CABLE TO VERT STL,HO | 188.06 | EA | 1
EL57TA2D6 | United States | USD | COUPLER,LENTON,#18(3.5MM) | 196.68 | EA | 1
RBT1418101H | United States | USD | SPLICE,KIT,#14/#18 CADWEL | 230.29 | EA | 1
553150 | United States | USD | CONNECTING BAR CB 7X16 | 6.36 | EA | 10
RBT811101HB | United States | USD | MATERIAL,FILLER,#8/#11 T- | 65.01 | EA | 1
CMCC120EAK | Europe | USD | MOLD CMCC120EAK | 212.91 | EA | 1
508115 | Asia | USD | FleXbus Ext. Type 3, 640 mm? | 167.93 | EA | 1
LPC224BST | United States | USD | POINT,CU,BLUNT BARE,1/2IN | 32.49 | EA | 1
LPC46740X1 | United States | USD | CONNECTION,CU,EMBEDDED | 249.03 | EA | 1
LPC201BST | Asia | USD | POINT,CU,BLUNT BARE,3/8INX 10IN | 17.67 | EA | 1
534053RW28 | United States | USD | FLEXIBAR,ADV,10X80X1,RW | 472.39 | EA | 1
HDSSD4L | United States | USD | MOLD,CABLE,HORZ SPLICE | 451.38 | EA | 1
RDC531K | United States | USD | MOLD,CABLE TO REBAR,HORZ | 212.91 | EA | 1
250PLUSF20 | United States | USD | CADWELD PLUS,#250,F20 | 39.99 | EA | 10
VTC1T | United States | USD | MOLD,CABLE TO VERT STL,HO | 212.91 | EA | 1
LPC050IN0034.0 | United States | USD | CABLE,CU,SMOOTH WEAVE, | 894.15 | EA | 1
MBF01B | United States | USD | MOLD,BLANK,1.75X2X2.88 | 507.28 | EA | 1
GYE152C | United States | USD | MOLD,CABLE TO GRD ROD,VER | 596.26 | EA | 1
585207ADV | United States | USD | FLEXIBAR,KIT,ADV,4X40X1MM | 696.42 | EA | 10
PB13ST2G60ASLH | United States | USD | MOLD,CABLE TO RAIL,HORZ T | 208.86 | EA | 1
LPC125250 | Europe | USD | CABLE,CU,ROPELAY,24 STR X | 7.85 | FT | 1
MBD04 | United States | USD | MOLD,BLANK,250300 M PRICE | 451.38 | EA | 1
GTC16Y5 | United States | USD | MOLD,CABLE TO GRD ROD,VER | 212.91 | EA | 1
RPSCW8STPW | United States | USD | WALKWAY,8 STEPS | 167896.72 | EA | 1
SBTBBU4A | United States | USD | BOND,KIT,BOOTLEG,W/COUPLE | 7.69 | EA | 100
NCF313Q | United States | USD | MOLD,CABLE TO GRD ROD,HOR | 507.28 | EA | 1
534026HYD01 | United States | USD | FLEXIBAR,ADV,5X32X1MM,HYD | 135.57 | EA | 1
47857170AEP | United States | USD | ROD,GRD,1/2,CU PLATED,13 | 109.24 | EA | 1
EGBF14412CC | United States | USD | BUSBAR,GRD,CU,1/4X4X12,CC | 198 | EA | 1
NX1161V | United States | USD | ONE-SHOT,CABLE TO GRD ROD | 29.21 | EA | 6
LPC5962 | Asia | USD | CLAMP,CU,CABLE TO PIPE,2" - 2 5/8"OD | 52.66 | EA | 1
XAC2Q2Q | United States | USD | MOLD,CABLE,HORZ X SAME PL | 212.91 | EA | 1
MS/TERM | United States | USD | QUICK SALE | 2.93 | EA | 0
HDVSC1L | United States | USD | MOLD,CABLE TO VERT STL,45 | 212.91 | EA | 1
EL32P14L | United States | USD | COUPLER,LENTON,P14L,32MM, | 110.41 | EA | 1
534445 | Asia | USD | IBSB ADV 240-830-10-12 | 165.06 | EA | 2
B1332G | United States | USD | SLEEVE,CU,.344 ID X .406 | 3.25 | EA | 25
HDPTD9F9F | United States | USD | MOLD,CABLE, HORZ THRU PAR | 451.38 | EA | 1
VSC1DV3C | United States | USD | MOLD,CABLE TO VERT STL,45 | 212.91 | EA | 1
GTC181A | United States | USD | MOLD,CABLE TO GRD ROD,VER | 212.91 | EA | 1
563160 | United States | USD | KIT,BLOCK,DIST,TRS 160A | 162.74 | EA | 1
RRA531H | United States | USD | MOLD,CABLE TO REBAR,HORZ | 129.72 | EA | 1
615830 | Europe | USD | EARTH ROD,CU BOND,POINTED | 18.34 | EA | 5
DT130030R | Europe | USD | DIVERTER,TYPE 1, 300V, 30 | 525.28 | EA | 1
TACV1Y5 | Europe | USD | MOLD TACV1Y5 | 212.91 | EA | 1
WD85 | United States | USD | DIE,HAMMER,2/0 RLAY | 279.01 | EA | 1
XLVSC2CV8C | United States | USD | MOLD,CABLE TO VERT STL,45 | 252.73 | EA | 1
PB80PG003 | United States | USD | MOLD,CABLE,HORZ THRU PARA | 697.55 | EA | 1
MBF03A | United States | USD | MOLD,BLANK, 45/65 A PRICE | 507.28 | EA | 1
534040EA02 | United States | USD | FLEXIBAR,ADV,6X50X1MM, | 278.91 | EA | 1
PTC2Q9G | United States | USD | MOLD,CABLE,HORZ THRU PARA | 212.91 | EA | 1
BMCEALEAL | Europe | USD | MOLD BMCEALEAL | 212.91 | EA | 1
GTC168N | United States | USD | MOLD,CABLE TO GRD ROD,VER | 212.91 | EA | 1
B103GM002 | United States | USD | LUG,CU,3/8 X 4 W/2-9/16 H | 765.73 | EA | 0
GTT161H | United States | USD | MOLD,CABLE TO GRD ROD,VER | 207.39 | EA | 1
RCE531V | United States | USD | MOLD,CABLE TO REBAR,VERT | 596.26 | EA | 1
HSC2G002 | United States | USD | MOLD,CABLE TO HORZ STL, | 212.91 | EA | 1
LPS427 | United States | USD | POINT,SS,INDUSTRIAL STACK | 303.67 | EA | 1
GT1141L | United States | USD | ONE-SHOT,CABLE TO GRD ROD | 20.51 | EA | 6
540002 | United States | USD | BRAID,POWER,250MM,380AMP | 24.16 | EA | 0
LPC302L38 | United States | USD | BASE,CABLE,AND AIR TERMIN | 73.41 | EA | 1
SSPD1P1M150 | United States | USD | SSPD, SINGLE PHASE, | 215.31 | EA | 1
EK17 | United States | USD | REBAR,CLAMP,WATERPIPE | 9.65 | EA | 50
SBTBJ5436B | United States | USD | BOND,JUMPER,5/16 & 1 TAB | 21.83 | EA | 1
534001LAM09 | United States | USD | FLEXIBAR,ADV,3X9X0.8,LAM | 188.24 | EA | 10
45F76 | United States | USD | WELD METAL,CADWELD,F76 | 8.98 | EA | 0
GTC188F | United States | USD | MOLD,CABLE TO GRD ROD,VER | 212.91 | EA | 1
47858650AEP | United States | USD | ROD,GRD,5/8,CU PLATED,15 | 165.88 | EA | 1
585296ADV | United States | USD | KIT,FLEXIBAR,ADV,3X40X1MM | 540.15 | EA | 10
PB20PPS6PS | United States | USD | MOLD,CABLE,HORZ ELL | 153.72 | EA | 1
ECB146120 | United States | USD | BUSBAR,GRD,CU,1/4X6X120IN | 766.59 | EA | 1
XBV3Q3A | United States | USD | MOLD,CABLE,HORZ X LAPPED | 935.06 | EA | 1
PBCS5M | United States | USD | MOLD,C BOND,2/0 COMPOSITE | 153.72 | EA | 1
LPC681 | Europe | USD | RECEPTACLE,CU,AIRCRAFT | 365.25 | EA | 1
TAC2Q1B | United States | USD | MOLD,CABLE,HORZ TEE | 212.91 | EA | 1
TCR2C2C | United States | USD | MOLD,CABLE,VERT TEE HORZ | 289.29 | EA | 1
534524 | United States | USD | IBS ADV 185-830-10 | 188.11 | EA | 2
GRC16Y1 | Europe | USD | MOLD GRC16Y1 | 212.91 | EA | 1
EGBA14210GG | United States | USD | BAR,GRD BUS,1/4 X 2 X 10 | 88 | EA | 1
SSC3A | Europe | USD | MOLD SSC3A | 212.91 | EA | 1
ESBP6 | Europe | USD | CONNECTOR,SPLIT BOLT,DUAL | 4.42 | EA | 100
250F76 | United States | USD | WELD METAL,CADWELD,F76 | 45.65 | EA | 10
XAC9B9B | United States | USD | MOLD,CABLE,HORZ X SAME PL | 212.91 | EA | 1
32 | Asia | USD | WELDMETAL, F20 32 GM | 7.47 | EA | 100
551311 | Asia | USD | BS-B 125A | 9.95 | EA | 10
LPC706 | Europe | USD | GROUND ROD,CU,SOLID | 446.52 | EA | 1
551350 | United States | USD | MOUNTING,KIT,FBS 400A | 140.91 | EA | 1
B121EG | United States | USD | LUG,CU,1/4 X 1 1/2 W/1-9/ | 20.09 | EA | 10
RBWS2620RHF | United States | USD | BASIN,POURING,#11 SPECIAL | 671.5 | EA | 1
T416B | Asia | USD | ENCLOSURE,INSPECTION,W/COVER,9X10 1/4HIG | 61.93 | EA | 1
LPC204 | United States | USD | POINT,CU,3/8IN X 18IN | 56.77 | EA | 1
SBD51 | Europe | USD | DIE,HAMMER SBD51 | 82.48 | EA | 1
B117ABOX | United States | USD | DISK,STEEL,3/4 DIA,10000/ | 0.06 | EA | 10000
SSCY0 | United States | USD | MOLD,CABLE,HORZ SPLICE | 212.91 | EA | 1
SBPAW35 | United States | USD | BOND,SPLICE BAR PLUG,S8 3 | 6.22 | EA | 200
EGBA14215EET | United States | USD | BAR ASSY,GRD BUS,1/4X2X15 | 153 | EA | 1
SSC1L2Q | United States | USD | MOLD,CABLE,HORZ SPLICE | 212.91 | EA | 1
TAC1B1B | United States | USD | MOLD,CABLE,HORZ TEE | 212.91 | EA | 1
LPC557L | Europe | USD | "BEAM BONDING CLAMP | 115.57 | EA | 5
NX1161G | United States | USD | ONE-SHOT,CABLE TO GRD ROD | 25.45 | EA | 6
XLPTC2Q2C | United States | USD | MOLD,CABLE,HORZ THRU PARA | 252.73 | EA | 1
534048DSN09 | United States | USD | FLEXIBAR,ADV,10X63X1,DSN, | 220.39 | EA | 1
633400 | Europe | USD | EARTH ROD,CU BOND,THREAD | 70.58 | EA | 5
GTC181P | United States | USD | MOLD,CABLE TO GRD ROD,VER | 212.91 | EA | 1
GYR18Y4 | Europe | USD | MOLD GYR18Y4 | 289.29 | EA | 1
548430 | Asia | USD | ISO TP 25M6 | 1.6 | EA | 50
B548A30 | United States | USD | MOUNTING ASSY,KIT,1/4 IN | 2.66 | EA | 0
CBSC8 | Asia | USD | CU-BONDED GW,100M,8MM DIA,10MIL | 526.65 | EA | 22
TAC2Q2P | United States | USD | MOLD,CABLE,HORZ TEE | 212.91 | EA | 1
HDGLCDE2QW | United States | USD | MOLD,CABLE TO LUG,HORZ SP | 233.07 | EA | 1
M275A | United States | USD | FRAME ASSY,WELDER,3/16X3/ | 250.09 | EA | 1
NDF222L | United States | USD | MOLD,CABLE TO GRD ROD,HOR | 507.28 | EA | 1
GYE331V | United States | USD | MOLD,CABLE TO GRD ROD,VER | 596.26 | EA | 1
RTPY5M | United States | USD | MOLD,CABLE TO REBAR,HORZ | 234 | EA | 1
LPC527 | Europe | USD | SPLICE,CU,CAST,CABLE OR | 28.01 | EA | 1
GFC312Q | United States | USD | MOLD,CABLE TO GRD ROD,HOR | 212.91 | EA | 1
5578500482 | United States | USD | RAIL,DIN,CUT,INTO 482 MM | 90.34 | EA | 1
RBT1091HS | United States | USD | SPLICE,KIT,#10 CADWELD T- | 177.25 | EA | 1
BTJHA63 | United States | USD | MOLD,BUS BAR,VERT TEE TAP | 882.44 | EA | 1
EL43TC3J | United States | USD | COUPLER,LENTON HALF,#14,J | 60.26 | EA | 1
RACY42Q | Europe | USD | MOLD RACY42Q | 212.91 | EA | 1
EGBA14212EET | Europe | USD | BAR,ASSY,GRD,BUS,1/4 X 2 | 126 | EA | 1
EGBA14624AA | United States | USD | BAR,GRD BUS,1/4 X 6 X 24, | 369.06 | EA | 1
553410 | Asia | USD | CONNECTOR FBC 5X9 ZB | 3.3 | EA | 0
ERICORE027T | United States | USD | DOWNCONDUCTOR,LIGHTNING, | 4025 | EA | 0
B548A54 | United States | USD | MOUNTING,KIT,1/2-5/8X3-4W | 16.72 | EA | 1
PCC2G1H | United States | USD | MOLD,CABLE, HORZ TAP PARA | 212.91 | EA | 1
563740 | Asia | USD | DIST BLOCK 4 POLES 40A | 37.81 | EA | 50
MBT01 | United States | USD | MOLD,BLANK,90115 H PRICE | 207.39 | EA | 1
USC086EG | Asia | USD | UNIVERSAL STRUT CLAMP 84.0 - 88.9MM | 433 | EA | 25
T396 | Asia | USD | TOOL BOX ONLY | 125.36 | EA | 1
611390GAL01 | United States | USD | ROD,GRD,1/2X9,CU BONDED | 6.95 | EA | 5
534041L3M | United States | USD | FLEXIBAR,ADV,8X50X1MM,3M | 840.06 | EA | 1
LPC225LST | Asia | USD | POINT,CU,BLUNT,1/2IN X 24IN - TINNED | 74.45 | EA | 0
CAHCA1GC | United States | USD | MOLD,CABLE TO HORZ STL,HO | 129.72 | EA | 1
HAA1L162C | United States | USD | MOLD,CABLE TO HORZ STL,HO | 129.72 | EA | 1
LPC535L | United States | USD | PLATE,CU,STAMPED,CURVED | 36.73 | EA | 1
CA32PLUSF33 | United States | USD | CADWELD PLUS,#32,F33 | 8.4 | EA | 20
505630 | United States | USD | BUSBAR,SPECIAL,1/4 X1 X 8 | 89.62 | EA | 0
XLGTC313Q | United States | USD | MOLD,CABLE,TO GRD ROD,VER | 715.08 | EA | 1
LPC711 | Europe | USD | GROUND ROD,CU,SOLID | 589.62 | EA | 1
DT230020R | United States | USD | TYPE 2, 300V, 2 0 | 178.26 | EA | 1
558547 | United States | USD | IBSB 50-115-8-10 | 4.82 | EA | 1
PTF4L4L | United States | USD | MOLD,CABLE, HORZ THRU PAR | 507.28 | EA | 1
VBC1VV3C | United States | USD | MOLD,CABLE TO VERT STL,VE | 212.91 | EA | 1
SBTBJ3432 | United States | USD | BOND,JUMPER,3/16 & 1 TAB | 13.43 | EA | 25
CAVSP2GC | United States | USD | MOLD,CABLE TO VERT STL,45 | 233.95 | EA | 1
LJCCAKY6 | Europe | USD | MOLD LJCCAKY6 | 212.91 | EA | 1
A109AS | United States | USD | CABLE,SAMPLE,12 IN LONG,4 | 14.52 | EA | 1
RHC522C | Europe | USD | MOLD RHC522C | 212.91 | EA | 1
GYR189D | United States | USD | MOLD,CABLE TO GRD ROD,VER | 289.29 | EA | 1
534028MJP09 | United States | USD | FLEXIBAR,ADV,8X32X1MM,MJP | 161.57 | EA | 1
A928B012 | United States | USD | NUT,HEX,1/4-20 STL | 0.02 | EA | 0
559156 | United States | USD | PUNCH,TOOL,MFPT PUNCH DIE | 132.04 | EA | 1
LPC309L38 | United States | USD | BASE,CU,POINT,3/8 THRD | 54.09 | EA | 1
545966 | United States | USD | DIE,BOLT,9/16IN, 1/2 | 107.14 | EA | 1
EL57TA2D6ES | United States | USD | COUPLER,LENTON,#18 (3.5MM | 257.14 | EA | 1
LAC14EG | United States | USD | MOLD,CABLE TO BUS/LUG,HOR | 212.91 | EA | 1
LPC34338 | United States | USD | BASE,CU,STRAP,OFFSET, | 65.17 | EA | 1
548570 | United States | USD | INSULATOR,BUSBAR,ISO TP | 5.93 | EA | 25
CA32PLUSXF19 | Europe | USD | CADWELD PLUS,#32,XF19, | 12.27 | EA | 20
DEPRS2322525D | Europe | USD | DEPRS2322525D | 171.35 | EA | 1
TACY4Y7 | Europe | USD | MOLD TACY4Y7 | 212.91 | EA | 1
GYJ169J | United States | USD | MOLD,CABLE TO GRD ROD,VER | 882.44 | EA | 1
505614 | United States | USD | BUSBAR,SPECIAL,3/8 X 3-1/ | 320.95 | EA | 0
549500 | United States | USD | KIT, SUPPORT,BUSBAR,CABS | 28.04 | EA | 1
534024L3MP | United States | USD | FLEXIBAR,BUSBAR,MTO, | 148.93 | EA | 200
534037 | Asia | USD | FLEX ADV2MTC 3X50X1 | 324.65 | EA | 1
LLCEK2V | United States | USD | MOLD,CABLE TO BUS/LUG,VER | 212.91 | EA | 1
EL10A12 | United States | USD | COUPLER,LENTON,A12,#3 | 12.11 | EA | 1
PBU6M | Asia | USD | 6" PURAMID STRUT FREE METRIC | 27.24 | EA | 20
250PLUSF20 | Asia | USD | CADWELD PLUS,#250,F20,PURPLE | 39.99 | EA | 50
LJCEG1Y | United States | USD | MOLD,CABLE TO BUS/LUG,HOR | 134.32 | EA | 0
CAVSP2C | United States | USD | MOLD,CABLE TO VERT STL,45 | 233.95 | EA | 1
B548A45 | United States | USD | MOUNTING,KIT,HARDWARE,3/8 | 11.59 | EA | 0
EGBA14414NN | United States | USD | BAR,ASSY,GRD BUS,1/4 X 4 | 172 | EA | 1
FLXPLAM0064 | Asia | USD | 718-A58347-001 | 167.19 | EA | 1
LPC503 | Europe | USD | SPLICE,CU,STAMPED,CABLE, | 17.43 | EA | 25
ADCOMP42 | United States | USD | DYNASPHERE,TERMINAL,MUSLI | 268.39 | EA | 1
GPECEBH0121V024 | United States | USD | ELECTRODE,GRD PLATE,1/16X | 384.5 | EA | 1
B542C288 | United States | USD | BUSBAR,GRD,CU,1/4X2X13,GE | 41.81 | EA | 1
548601 | United States | USD | INSULATOR,BUSBAR,ISO TP | 9.57 | EA | 25
FLXPLAM0006 | United States | USD | FLEXIBAR,ADV,2X15.5X0.8MM | 414.27 | EA | 1
LACY5EAJ | United States | USD | MOLD,CABLE TO BUS/LUG,HOR | 212.91 | EA | 1
CAT425WMCD1B | Asia | USD | CAT5 CABLE SUPPORT WALLMOUNT CD1B | 2834.19 | EA | 0
EL36SAES | United States | USD | COUPLER,LENTON,SA,#11,EPO | 77.92 | EA | 1
27301001 | United States | USD | ROD GUIDE,STL | 1.24 | EA | 100
RRA551T | United States | USD | MOLD,CABLE TO REBAR,HORZ | 129.72 | EA | 1
RBC2G2Q | United States | USD | MOLD,GRD ROD TO RECEPTACL | 212.91 | EA | 1
LAC18EK | Europe | USD | MOLD LAC18EK | 212.91 | EA | 1
LU36TDR14D | United States | USD | LENTON ULTIMATE,ANCHOR, | 77.08 | EA | 6
415820 | United States | USD | ROD,GRD,5/8X2.0M,CU CLAD, | 28.42 | EA | 100
VVC1TV3C | United States | USD | MOLD,CABLE TO VERT STL,VE | 212.91 | EA | 1
SBXSJ3314B | United States | USD | BOND,JUMPER,3/16 & 3/4 XS | 8.43 | EA | 1
GTC161V | Europe | USD | MOLD GTC161V | 212.91 | EA | 1
CASST1351A | United States | USD | MOLD,CABLE,HORZ SPLICE | 207.39 | EA | 1
HDGTC182GW | United States | USD | MOLD,CABLE TO GRD ROD,VER | 273.39 | EA | 1
PEC100 | United States | USD | PROTECTOR,JOINT,INSULATOR | 433.82 | EA | 1
B121EG22 | United States | USD | LUG,CU,1/4X1-1/2IN,W/1 | 21.2 | EA | 10
VVR2QV21C | United States | USD | MOLD,CABLE TO VERT STL,VE | 289.29 | EA | 1
600PLUSF20 | United States | USD | CADWELD PLUS,WELD METAL,# | 101.02 | EA | 10
GRC161TW | United States | USD | MOLD,CABLE TO GRD ROD,VER | 253.23 | EA | 1
GBJGT332QR1 | United States | USD | MOLD,GRD ROD,TO RECEPTACL | 977.59 | EA | 1
VBC2QV2W | United States | USD | MOLD,CABLE TO VERT STL,VE | 233.07 | EA | 1
EPGA141120 | United States | USD | PERIMETER,GRD,ASSY,STRAIG | 327.73 | EA | 1
B543A010 | United States | USD | BAR ASSY,GRD,W/INSUL & BR | 108.39 | EA | 1
A239HC2S242Q2RH | United States | USD | CLAMP,ASSY,FENCE&GATE.4/0 | 379.54 | EA | 1
CC5A40CB | United States | USD | CABLE,COMP,THFT DET, CU | 3642.32 | EA | 1
VNC1TRH1.50 | United States | USD | MOLD,CABLE TO VERT STL, | 212.91 | EA | 1
LK14T11ADPT | United States | USD | COUPLER, LENTON, ADPTER | 48.54 | EA | 1
TACY9Y9 | United States | USD | MOLD,CABLE,HORZ TEE | 212.91 | EA | 1
534053PDI18 | United States | USD | FLEXIBAR,ADV,10X80X1,PDI | 765.01 | EA | 1
GRC162P | United States | USD | MOLD,CABLE TO GRD ROD,VER | 212.91 | EA | 1
GLCCE2L | United States | USD | MOLD,CABLE TO LUG,HORZ SP | 212.91 | EA | 1
GTC16Y1 | Europe | USD | MOLD GTC16Y1 | 212.91 | EA | 1
GTC16SD | United States | USD | MOLD,CABLE TO GRD ROD,VER | 212.91 | EA | 1
TACY4Y6 | United States | USD | MOLD,CABLE,HORZ TEE | 212.91 | EA | 1
MBA10CCL | United States | USD | MOLD,BLANK,3 X 2 1/2 X 6 | 172.75 | EA | 1
LPA34858 | United States | USD | BASE,AL,CAST,STANDING | 53.32 | EA | 1
150 | United States | USD | WELD METAL,CADWELD,F20 | 27.72 | EA | 10
LPC601 | United States | USD | POINT,CU,CONCEALED,3/8IN | 135.88 | EA | 1
XBQ2C2C | United States | USD | MOLD,CABLE,HORZ X LAPPED, | 406.5 | EA | 1
534019LAM10 | United States | USD | FLEXIBAR,ADV,5X24X1MM,LAM | 392.64 | EA | 1
PTC1G1T | United States | USD | MOLD,CABLE, HORZ THRU PAR | 212.91 | EA | 1
VFR2Q | United States | USD | MOLD,CABLE TO VERT STL,VE | 289.29 | EA | 1
SCDM01 | United States | USD | BATTING,CADWELD MULTI, | 55.11 | EA | 1
GUV16070 | United States | USD | CLAMP,SADDLE,ROD,10-20MM | 31.86 | EA | 5
RJE572Q | United States | USD | MOLD,CABLE TO REBAR,VERT | 596.26 | EA | 1
GLCDEY6 | Europe | USD | MOLD GLCDEY6 | 212.91 | EA | 1
VFC1KV2 | United States | USD | MOLD,CABLE TO VERT STL,VE | 212.91 | EA | 1
RPSCW6STPX5 | United States | USD | CROSSOVER,6 STEPS | 167896.72 | EA | 1
LEC2QCG | United States | USD | MOLD,CABLE TO BUS/LUG,HOR | 212.91 | EA | 1
M12H0200HD | United States | USD | 1 X 24IN HDG SLOTTED CHAN | 9200 | EA | 1
B802D01A36 | United States | USD | PLATE,ASSY,GRD,RISER,LOW | 9.31 | EA | 1
534031PHM04 | United States | USD | FLEXIBAR,ADV,3X40X1MM,PHM | 211.48 | EA | 1
549510 | United States | USD | KIT,SUPPORT,BUSBAR,CABS | 48.01 | EA | 1
LQEEH1V | United States | USD | MOLD,CABLE TO BUS/LUG,VER | 596.26 | EA | 1
B13733 | United States | USD | DRIVE,ROD,SLEEVE 3/4 STL | 224.34 | EA | 1
XLVSC2CV3C | United States | USD | MOLD,CABLE TO VERT STL,45 | 252.73 | EA | 1
HDTAC2V2C | United States | USD | MOLD,CABLE,HORZ TEE | 212.91 | EA | 1
GNR162G | United States | USD | MOLD,CABLE TO GRD ROD,VER | 289.29 | EA | 1
HYA15CT | United States | USD | ADDITIVE,GROUT,COLD TEMP, | 13.69 | EA | 1
PB53SS6H | United States | USD | MOLD,CABLE,HORZ SPLICE | 366.25 | EA | 1
FLXPLAM0044 | Asia | USD | 718-A58294-001 | 234.38 | EA | 1
LPC5963 | Europe | USD | CLAMP,PIPE,U-BOLT | 61.2 | EA | 1
563740 | United States | USD | POLE,DISTRIBUTION,BLOCK, | 37.81 | EA | 1
PBW12W00234B | United States | USD | BOND,JOINT,250 RLAY INSUL | 115.32 | EA | 1
RTH582Q | United States | USD | MOLD,CABLE TO REBAR,HORZ | 373.05 | EA | 1
EGBA14210JJ | United States | USD | BAR,GRD BUS,1/4 X 2 X 10 | 88 | EA | 1
PCC2P1K | United States | USD | MOLD,CABLE,HORZ TAP | 212.91 | EA | 1
SBA258B1CD2BSS | United States | USD | CLIP,RETAINER,TRACK CIRCT | 16.22 | EA | 50
XBM2V2Q | United States | USD | MOLD,CABLE,HORZ X LAPPED | 649.88 | EA | 1
47858060AEP | United States | USD | ROD,GRD,5/8,CU PLATED,15 | 193.9 | EA | 0
PQS400277/480 | United States | USD | PROTECTOR,SURGE,PQS400,27 | 3796.74 | EA | 1
A109S | United States | USD | CABLE,SAMPLE,5 IN LONG,2/ | 9.85 | EA | 1
XLVGP1L010M | United States | USD | MOLD,CABLE TO VERT STL,HO | 188.06 | EA | 1
MBB40 | Europe | USD | MOLD,BLANK,90115 C PRICE | 183.99 | EA | 1
PTCY3Y5 | United States | USD | MOLD,CABLE, HORZ THRU PAR | 212.91 | EA | 1
534058GE06 | United States | USD | FLEXIBAR,ADV,10X100X1,GE | 1650.84 | EA | 1
285032L1 | United States | USD | KIT,FLEXIBBAR,LAM | 699.343 | EA | 1
RCE552G | United States | USD | MOLD,CABLE TO REBAR,VERT | 596.26 | EA | 1
115F80SNCF | United States | USD | WELD METAL,CADWELD, | 27.5 | EA | 10
EGBA14310NN | United States | USD | BAR,GRD BUS,1/4 X 3 X 10 | 108 | EA | 1
LPC702 | United States | USD | GROUND ROD,CU,SOLID | 271.32 | EA | 1
CAGTP181H | United States | USD | MOLD,CABLE TO GRD ROD,VER | 233.95 | EA | 1
EGBA14424NN | United States | USD | BAR,GRD BUS,1/4 X 4 X 24, | 282 | EA | 1
285010C | United States | USD | KIT,FLEXIBAR,LAM FUJI 1.6 | 436.667 | EA | 10
534031IR04 | United States | USD | FLEXIBAR,ADV,3X40X1MM,IR | 176.68 | EA | 1
PCC8D8C | United States | USD | MOLD,CABLE,HORZ TAP | 212.91 | EA | 1
LPS428 | Asia | USD | POINT,SS,INDUSTRIAL STACK,3/4IN X 96IN | 339.17 | EA | 1
GYR14Y4 | United States | USD | MOLD,CABLE TO GRD ROD,VER | 289.29 | EA | 1
VSC3DW | United States | USD | MOLD,CABLE TO VERT STL,45 | 233.07 | EA | 1
PCC8D8D | United States | USD | MOLD,CABLE, HORZ TAP PARA | 212.91 | EA | 1
ML951B | United States | USD | DISCONNECT,QUICK,#CH604 | 67.79 | EA | 0
LPC208B | Asia | USD | POINT,CU,BARE,3/8IN X 48IN | 79.48 | EA | 1
SBB855C1K48 | United States | USD | STUD,GROUNDING,AL/CU,W/PI | 77.86 | EA | 1
B295X51Z79 | United States | USD | LABEL,ADHESIVE,TYPE 2 | 86.03 | EA | 0
GTC311V | United States | USD | MOLD,CABLE TO GRD ROD,VER | 212.91 | EA | 1
ZCCSS22 | United States | USD | MOLD,CABLE,NO BUILD-UP | 212.91 | EA | 1
EL57T36A12ES | United States | USD | COUPLER,LENTON,A12,#18-11 | 208.71 | EA | 1
534053RW11 | United States | USD | FLEXIBAR,ADV,10X80X1,RW | 729.45 | EA | 10
SBB364H2 | United States | USD | SUPPORT,FINISHED,INBOARD | 139.16 | EA | 1
PB20PP2GPS | United States | USD | MOLD,CABLE,HORZ ELL | 153.72 | EA | 1
VNC2GLH | United States | USD | MOLD,CABLE TO VERT STL,HO | 212.91 | EA | 1
VBCSE | United States | USD | MOLD,CABLE TO VERT STL,VE | 212.91 | EA | 1
LK97 | United States | USD | COUPLER,LENTON INTERLOK, | 82.12 | EA | 1
VSC9E | United States | USD | MOLD,CABLE TO VERT STL,45 | 212.91 | EA | 1
534045 | Asia | USD | FLEX ADV2MTC 5X63X1 | 509.26 | EA | 1
LPC475 | United States | USD | BAR,CU,SOLID,GROUND,1/4IN | 570.61 | EA | 1
VBC2CV6 | United States | USD | MOLD,CABLE TO VERT STL,VE | 212.91 | EA | 1
561163 | Asia | USD | POWER BLOCK SB 250AL | 19.23 | EA | 1
FLXPLAM0003 | United States | USD | FLEXIBAR,ADV,2X15.5X0.8MM | 491.57 | EA | 1
ELFG16CA | United States | USD | LENTON,BAR END GAGE,FIELD | 154.53 | EA | 1
534045APG08 | United States | USD | FLEXIBAR,ADV,5X63X1MM,APG | 259.36 | EA | 1
SX40SSY5001 | United States | USD | MOLD,CABLE,HORZ SPLICE | 966.13 | EA | 1
EL43T32A12 | United States | USD | COUPLER,LENTON,TRANSITION | 90.64 | EA | 1
615840UPC | United States | USD | GROUND ROD,CU CLAD,POINTE | 22.35 | EA | 5
SBB364N2 | United States | USD | PLATE,GUARD COVER | 139.16 | EA | 1
EGBA38612GG | United States | USD | BAR,GRD BUS,3/8 X 6 X 12 | 276 | EA | 1
A929A089 | United States | USD | WASHER,FLAT,5/16,STL,CAD/ | 0.01 | EA | 0
LPC120L500 | United States | USD | CABLE,CU,SMOOTH WEAVE,29 | 5.59 | FT | 500
TAC8D8N | United States | USD | MOLD,CABLE,HORZ TEE | 212.91 | EA | 1
SRF363N | Europe | USD | SRF,N-SERIES, 3PH,63A,240 | 4258.13 | EA | 1
EGBA38430NN | United States | USD | BAR,GRD BUS,3/8 X 4 X 30 | 378 | EA | 1
508101 | United States | USD | BRACKET, FLEXBUS, KIT, | 92.76 | EA | 1
534036L3MP | United States | USD | FLEXIBAR,BUSBAR,MTO, | 509.03 | EA | 50
B841A5 | United States | USD | LUG,COUPLER,.257 DIA HOLE | 3.51 | EA | 1
SSCW3 | Europe | USD | MOLD SSCW3 | 212.91 | EA | 1
SBAUIC60R15MM | United States | USD | CLIP,RAIL,ASSY,UIC60 PROF | 12.06 | EA | 25
EGBA14116HH | United States | USD | BAR ASSY,GRD BUS,1/4X1X16 | 98 | EA | 1
LJCCALY4 | United States | USD | MOLD,CABLE TO BUS/LUG,HOR | 212.91 | EA | 1
HDTAC4Y2Q | United States | USD | MOLD,CABLE HORZ TEE | 212.91 | EA | 1
LPC528L | United States | USD | SPLICE,CU,CAST,CABLE,UNIV | 65.13 | EA | 1
EPHCSP70 | United States | USD | PROTECTOR, SPEAKER MODULE | 134.99 | EA | 1
EL57TA2N | United States | USD | COUPLER,LENTON,SOURCED,A2 | 85.81 | EA | 1
557850 | United States | USD | RAIL,DIN,2M LG,7.5MM HIGH | 7.66 | EA | 15
EGBK14424QQ | United States | USD | BUSBAR,GRD,CU,1/4X4X24,QQ | 159.01 | EA | 1
534020SER06 | United States | USD | FLEXIBAR,ADV,6X24X1MM,SER | 325.86 | EA | 1
QF25 | Asia | USD | QUICKFILL GROUND ENHANCMENT BACKFILL | 49.62 | EA | 1
TACY6Y4 | Europe | USD | MOLD TACY6Y4 | 212.91 | EA | 1
EGBA14420NNT | United States | USD | BAR,GRD BUS,1/4 X 4 X 20, | 278 | EA | 0
B185B | United States | USD | CABLE,ASSY,VEPCO PROTECTI | 407.17 | EA | 1
545233DSN01 | United States | USD | BRAID,CU,TIN,51MM2,1 LYR, | 41.19 | EA | 1
HDGTC182C | United States | USD | MOLD,CABLE TO GRD ROD VER | 212.91 | EA | 1
RBVC23010M | United States | USD | BASIN,POURING,#18 VERT SI | 1139.37 | EA | 1
534040SI02 | United States | USD | FLEXIBAR,ADV,6X50X1MM,SI, | 302.16 | EA | 1
LAC3DEG | United States | USD | MOLD,CABLE TO BUS/LUG,HOR | 212.91 | EA | 1
EGBA14612GG | United States | USD | BUSBAR,GRD,CU,1/4X6X12,GG | 198 | EA | 1
RJE592L | United States | USD | MOLD,CABLE TO REBAR,VERT | 596.26 | EA | 1
CNC16FAL | Europe | USD | MOLD CNC16FAL | 212.91 | EA | 1
EL28CPPSW | United States | USD | LENTON,PLUG,PLASTIC,STEEL | 6.19 | EA | 25
EGBA14496CC | United States | USD | BAR,GRD BUS,1/4 X 4 X 96 | 1092 | EA | 1
LPA105500 | Asia | USD | CABLE,LTNG,27STRX12.5 GA (500FT) | 2.95 | FT | 1
FAT3025100 | United States | USD | TAPE, ALUMINUM 30X2,5MM | 657.22 | EA | 1
VBC9FV3CW | United States | USD | MOLD,CABLE TO VERT STL,VE | 233.07 | EA | 1
A800A22F100 | United States | USD | CABLE,CU,BARE,4/0 CONC,19 | 695.97 | EA | 1
LJCFALY8 | Europe | USD | MOLD LJCFALY8 | 212.91 | EA | 1
508170 | United States | USD | TOOL, | 14.63 | EA | 10
RBM2671100M | United States | USD | FITTING,CADWELD,#18 END A | 217.16 | EA | 1
GYE181H | United States | USD | MOLD,CABLE TO GRD ROD,VER | 596.26 | EA | 1
PTC2V2V | United States | USD | MOLD,CABLE,HORZ THRU PARA | 212.91 | EA | 1
LPA791 | United States | USD | CLAMP,AL,GRD. ROD - CABLE | 7.82 | EA | 1
534001LAM16 | United States | USD | FLEXIBAR,ADV,3X9X0.8,LAM | 103.89 | EA | 10
WTBR487CT1 | United States | USD | RECEPTOR,TIP,WIND TURBINE | 83.41 | EA | 10
GYR18Y5 | United States | USD | MOLD,CABLE TO GRD ROD,VER | 289.29 | EA | 1
534022LAM04 | United States | USD | FLEXIBAR,ADV,10X24X1,LAM, | 402.41 | EA | 10
TGBA06L02P | United States | USD | TELECOM GROUNDING BUSBAR, | 60 | EA | 1
PTD4Y3Q | United States | USD | MOLD,CABLE, HORZ THRU PAR | 451.38 | EA | 1
LPA34958 | United States | USD | BASE,AL,POINT,5/8X3X7-3/4 | 168.86 | EA | 1
540010 | United States | USD | BRAID,TINNED CU CUSTOM | 14.52 | EA | 0
557534 | United States | USD | RAIL,DIN,FIX CLIP M4,100 | 4.6 | EA | 0
NCR182V | United States | USD | MOLD,CABLE TO GRD ROD,HOR | 289.29 | EA | 1
534028AME03 | United States | USD | FLEXIBAR,ADV,8X32X1MM,AME | 86.57 | EA | 10
TACT1Y1 | United States | USD | MOLD,CABLE,HORZ TEE | 212.91 | EA | 1
B532E3D96 | United States | USD | JUMPER,ASSY,350 CONC 96 L | 386.99 | EA | 1
LACY2CAJ | United States | USD | MOLD,CABLE TO BUS/LUG,HOR | 212.91 | EA | 1
PCC9G1V | United States | USD | MOLD,CABLE, HORZ TAP PARA | 212.91 | EA | 1
LPC206L | United States | USD | POINT,CU,3/8IN X 30IN | 53.15 | EA | 1
LPA141250 | United States | USD | WIRE,AL,SOLD SOFT,#4 AWG, | 1.32 | FT | 250
B530C2Q36 | United States | USD | JUMPER,ASSY,4/0 CONC 36LG | 168.35 | EA | 1
HKH2Q4 | United States | USD | MOLD,CABLE,TO HORZ STL PI | 373.05 | EA | 1
RBW167B | United States | USD | FRAME,HORZ,FOR POURING BA | 397.39 | EA | 1
GLCCEY1 | Europe | USD | MOLD GLCCEY1 | 212.91 | EA | 1
RBT6101H | United States | USD | SPLICE,KIT,#6 CADWELD T-S | 159.38 | EA | 1
VFR2QV8C | United States | USD | MOLD,CABLE TO VERT STL,VE | 289.29 | EA | 1
LU43TMS15D | United States | USD | LENTON ULTIMATE,MALE, | 41.84 | EA | 1
GTC162G | United States | USD | MOLD,CABLE TO GRD ROD,VER | 212.91 | EA | 1
XB3Y4Y4 | United States | USD | MOLD,CABLE,HORZ X LAPPED | 466.79 | EA | 1
RBW73914H | United States | USD | INSTALLATION KIT,EQUIP,#1 | 1626.97 | EA | 1
B101CEOL001 | United States | USD | LUG,CU,1/8 X 1 W/9/16 HOL | 18.85 | EA | 20
EGBF12436CB | United States | USD | BUSBAR,GRD,CU,1/2X4X36,CB | 786 | EA | 1
FLXPABB0052 | United States | USD | FLEXIBAR,ADV,6X100X1,ABB | 473.019 | EA | 1
XB43Q3Q | United States | USD | MOLD,CABLE,HORZ X LAPPED | 761.69 | EA | 1
TACV1Y5 | United States | USD | MOLD,CABLE,HORZ TEE | 212.91 | EA | 1
ERICORE172U | United States | USD | DOWNCONDUCTOR,LIGHTNING, | 22564.571 | EA | 1
LPLC482LG | United States | USD | FASTENER,LEAD,COV. 2-BOLT | 104.39 | EA | 1
508033 | Asia | USD | FleXbus Cond., 640 mm?, 5,000 mm | 765.3 | EA | 1
534048RW22 | United States | USD | FLEXIBAR,ADV,10X63X1,RW | 139.35 | EA | 1
SVR9G2Q | United States | USD | MOLD,CABLE,VERT SPLICE | 289.29 | EA | 1
EGBA14420CCSKY | United States | USD | BAR ASSY,GRD BUS,1/4X4X20 | 238 | EA | 1
534020ABB04 | United States | USD | FLEXIBAR,ADV,6X24X1MM,ABB | 346.58 | EA | 1
VBC2P | United States | USD | MOLD,CABLE TO VERT STL,VE | 212.91 | EA | 1
HDVVF3D | United States | USD | MOLD,CABLE TO VERT STL,VE | 507.28 | EA | 1
CAHAAY2 | United States | USD | MOLD,CABLE TO HORZ STL,HO | 129.72 | EA | 1
558594 | United States | USD | BRAID,SHUNT,INSULATED,IBS | 26.52 | EA | 12
LPC55114 | United States | USD | LUG,CU,CAST,BONDING,1/4IN | 21.64 | EA | 1
GRC332L | United States | USD | MOLD,CABLE TO GRD ROD,VER | 212.91 | EA | 1
CAGTP151VM | United States | USD | MOLD,CABLE TO GRD ROD, | 158.37 | EA | 1
534037L3M | United States | USD | FLEXIBAR,ADV,3X50X1MM,3M, | 486.98 | EA | 1
RVE532Q | United States | USD | MOLD,CABLE TO REBAR,VERT | 596.26 | EA | 1
TACY4Y5 | Europe | USD | MOLD TACY4Y5 | 212.91 | EA | 1
CAGRP161V | United States | USD | MOLD,CABLE TO GRD ROD,VER | 233.95 | EA | 1
TVC2Q2Q | United States | USD | MOLD,CABLE,VERT TEE VERT | 212.91 | EA | 1
BQCDEDE | United States | USD | MOLD,BUS BAR,VERT TEE TAP | 212.91 | EA | 1
PB13ST2LLH | United States | USD | MOLD,CABLE TO RAIL,HORZ T | 208.86 | EA | 1
LPA55212 | United States | USD | LUG,AL,CAST,BONDING,1/2IN | 8.62 | EA | 1
FJ2Q600 | United States | USD | JUMPER,FLEX,4/0 RLAY CU,S | 680.72 | EA | 1
285111 | United States | USD | KIT,FLEXIBAR,ADV,EATON | 100.72 | EA | 15
PTC8K8K | United States | USD | MOLD,CABLE, HORZ THRU PAR | 212.91 | EA | 1
VGCY1 | Europe | USD | MOLD VGCY1 | 212.91 | EA | 1
PB72QT4Y84C | United States | USD | MOLD,CABLE TO RAIL,HORZ T | 366.25 | EA | 1
LPC123250 | United States | USD | CABLE,CU,SMOOTH WEAVE,36 | 6.38 | FT | 250
LPC2913F3F | Asia | USD | ADAPTER,CU,COUPL,3/8" FEMALE-3/8" FEMALE | 22.86 | EA | 1
GJC182G | United States | USD | MOLD,CABLE TO GRD ROD,HOR | 212.91 | EA | 1
S2660 | United States | USD | BOND,CLIP,MOLD | 7.17 | EA | 1
SSC3A2Q | United States | USD | MOLD,CABLE,HORZ SPLICE | 212.91 | EA | 1
B548A42 | Asia | USD | MOUNTING,KIT,3-4WIDE BARS, INSUL&BRK | 12.97 | EA | 1
LK7ES | United States | USD | COUPLER,LENTON INTERLOK,# | 87.41 | EA | 1
716564 | Asia | USD | DRILL,HOLLOW CORE,DIA 3/4" | 62.06 | EA | 1
PTCY9Y6 | United States | USD | MOLD,CABLE,HORZ THRU PARA | 212.91 | EA | 1
PCC2V2C | United States | USD | MOLD,CABLE, HORZ TAP PARA | 212.91 | EA | 1
SI25I | Asia | USD | INTERCEPTOR,ESE, DELTA 25, GENERATION 2 | 3987.13 | EA | 5
534421 | United States | USD | IBSB ADV 100-230-8-10 | 26.08 | EA | 10
LPC37258 | United States | USD | BOLT,U,AIR TERMINAL CASTI | 43.79 | EA | 1
534056ABB07 | United States | USD | FLEXIBAR,ADV,6X100X1,ABB, | 281.16 | EA | 1
TACY1W3 | United States | USD | MOLD,CABLE,HORZ TEE | 212.91 | EA | 1
B2122Q24 | United States | USD | LUG,BOND,3/16 X 1 LUG 1 H | 114.79 | EA | 1
PHR2G2C | United States | USD | MOLD,CABLE, VERT THRU PAR | 289.29 | EA | 1
RJC521V | United States | USD | MOLD,CABLE TO REBAR,VERT | 212.91 | EA | 1
550640 | United States | USD | BUSBAR,CU,50X5X4000MM | 588.33 | EA | 10
A805A20CBF | United States | USD | CABLE,COMP,THFT DET,CU BN | 20 | EA | 1
LPA557 | Asia | USD | CLAMP,AL,CAST,BONDING,UNIV CABLE TO BEAM | 41.63 | EA | 1
559681 | United States | USD | INSULATOR,2,1/2-13 X 5/8 | 3.39 | EA | 25
TACY4W1 | United States | USD | MOLD,CABLE HORZ TEE | 212.91 | EA | 1
PCC2Q1L | Europe | USD | MOLD PCC2Q1L | 212.91 | EA | 1
RRH58Y6 | United States | USD | MOLD,CABLE TO REBAR,HORZ | 373.05 | EA | 1
556110 | Asia | USD | SLEEVE ERIFLEX SPIRFLEX X 12 | 1.85 | MT | 25
ERICORE075T | United States | USD | DOWNCONDUCTOR,LIGHTNING, | 11099.42 | EA | 1
505672 | United States | USD | BUSBAR,SPECIAL,C11000 CU | 15.27 | EA | 1
EL12A2SSN | United States | USD | COUPLER,LENTON STANDARD,# | 60.78 | EA | 1
SRF163N | Europe | USD | SRF,N-SERIES, 1PH,63A,240 | 2653.8 | EA | 1
635870KPLC | United States | USD | GROUND ROD, 5/8X2,1M | 30.86 | EA | 5
EST401 | Asia | USD | TESTER,RESISTANCE,GROUND CLAMP ON | 3835.92 | EA | 1
B3398 | United States | USD | DRUM,CLUTCH,1-3/4 IN,STL, | 75.1 | EA | 0
LPA63512 | United States | USD | ADAPTER,AL,FLASHING FOR | 19.33 | EA | 1
EGBA38430CC | United States | USD | BAR,GRD BUS,3/8 X 4 X 30 | 378 | EA | 1
SB08HAAE1G001 | United States | USD | MOLD,CABLE TO HORZ STL,HO | 120.54 | EA | 1
BMCCALCAL | Europe | USD | MOLD BMCCALCAL | 212.91 | EA | 1
ELIPG29200 | United States | USD | LENTON,ISO PLUG GAGE | 397.11 | EA | 1
EL22SAES | United States | USD | COUPLER,LENTON,SA,#7,EPOX | 33.71 | EA | 1
RCE542C | United States | USD | MOLD,CABLE TO REBAR,VERT | 596.26 | EA | 1
K8 | Asia | USD | CADDY, WIRE OR ROD CONDUIT HGR | 78.48 | EA | 1
RCE592L | United States | USD | MOLD,CABLE TO REBAR,VERT | 596.26 | EA | 1
NCR14Y5Y2 | United States | USD | MOLD,CABLE TO GRD ROD, | 289.29 | EA | 1
A927A011 | United States | USD | SCREW,SLOTTED MACHINE,10- | 0.23 | EA | 0
GXR2Q18 | United States | USD | MOLD,CABLE TO GRD ROD,VER | 289.29 | EA | 1
VFC1GV3C | United States | USD | MOLD,CABLE TO VERT STL,VE | 212.91 | EA | 1
CAVNP1ERH16 | United States | USD | MOLD,CABLE TO VERT STL,HO | 233.95 | EA | 1
TDX400S120/208 | United States | USD | PROTECTOR, SURGE, TDX400S | 5247.17 | EA | 1
LLCEK1T | United States | USD | MOLD,CABLE TO BUS/LUG,VER | 212.91 | EA | 1
SB858 | United States | USD | ROD,GRD,5/8 CU CLAD PLAIN | 23.6 | EA | 0
LPA2955F5M | United States | USD | ADAPTER,AL,COUPL.,5/8IN | 21.59 | EA | 1
HDTAC2V2QW | United States | USD | MOLD,CABLE,HORZ TEE | 273.39 | EA | 1
S90-03-32 | United States | USD | TDS2502SR150A | 262.18 | EA | 1
553220 | United States | USD | CLAMP,BUSBAR,BC 50 | 35.51 | EA | 8
554330 | Asia | USD | CPI 35-600-12 | 27.99 | EA | 1
508190 | Asia | USD | FleXbus HCBC Clamp, 63 mm x 123 mm | 86.55 | EA | 1
534441 | Asia | USD | IBSB ADV 240-330-10-12 | 78.71 | EA | 2
MBA16 | United States | USD | MOLD,BLANK,C PRICE 90115 | 157.37 | EA | 1
127100010 | United States | USD | SHIELD,INSULATION,360 COL | 131.79 | EA | 0
LPA528 | United States | USD | SPLICE,AL,CAST,CABLE, | 23.89 | EA | 1
SBA252S1 | United States | USD | CLIP,RETAINER,TRACK CIRCU | 12.12 | EA | 50
RBTSA9740C | United States | USD | BASIN,POURING,#8 HORIZONT | 570.44 | EA | 1
LMCEG3D | United States | USD | MOLD,CABLE TO BUS/LUG, | 212.91 | EA | 1
FLXPLAM0079 | United States | USD | FLEXIBAR,ADV,2X15.5X0.8 | 256.06 | EA | 1
TMGBA29L41PT | United States | USD | BAR ASSY,GRD BUS,1/4X4X29 | 395 | EA | 1
GFC16Y4 | Europe | USD | MOLD GFC16Y4 | 212.91 | EA | 1
INTCPTSIIERICOR | Asia | USD | ADAPTER, SII TO ERICORE | 94.94 | EA | 5
MBK07 | United States | USD | MOLD,BLANK,STYLE K,2 3/8 | 966.13 | EA | 1
534010ABB03 | United States | USD | FLEXIBAR,ADV,2X20X1MM,ABB | 34 | EA | 10
SLK2L5AB | Asia | USD | SLK2 ANGLE BRACKET 2MM WIRE 5M LONG | 1998.39 | EA | 100
562100 | Asia | USD | EARTHING KIT EC 450 | 73.26 | EA | 1
RBT8101HSA | United States | USD | SLEEVE,CADWELD,#8 T-SERIE | 90 | EA | 1
LPC622 | United States | USD | CONNECTOR,CU,CABLE,THRU | 96.2 | EA | 1
VBC2QV2.50W | United States | USD | MOLD,CABLE TO VERT STL,VE | 233.07 | EA | 1
510300 | United States | USD | BRAID,FLAT,TINNED,TPCEI16 | 30.05 | MR | 1
RDH572C | United States | USD | MOLD,CABLE TO REBAR,HORZ | 373.05 | EA | 1
TDS150M560 | United States | USD | MODULE, TD, 560V, 50KA | 125.65 | EA | 1
RBHSA9050D | United States | USD | BASIN,POURING,#9 HORIZ SI | 570.44 | EA | 1
PQCF-FP | United States | USD | POWERLOGICS SES160FFP | 90.1 | EA | 1
GSC161T | United States | USD | MOLD,CABLE TO GRD ROD,HOR | 212.91 | EA | 1
685880S | United States | USD | ROD,GRD,SS,SECT,5/8X8 | 211.2 | EA | 0
BBCCAL | Europe | USD | MOLD BBCCAL | 212.91 | EA | 1
PCC2Q2C | Europe | USD | MOLD PCC2Q2C | 212.91 | EA | 1
TACW3W3 | Europe | USD | MOLD TACW3W3 | 212.91 | EA | 1
LAC3QEGW | United States | USD | MOLD,CABLE TO BUS/LUG, | 233.07 | EA | 1
LPC234BST | United States | USD | POINT,CU,5/8X18IN,1/2THR | 27.73 | EA | 1
558640 | Asia | USD | BRAID DRILL FOR FLAT BRAID 16MM - D8,5 | 188.07 | EA | 1
534034GE54 | United States | USD | FLEXIBAR,ADV,6X40X1MM,GE, | 253.1 | EA | 10
EL28D6N | United States | USD | ANCHOR,LENTON TERMINATOR, | 13.49 | EA | 1
534053RW18 | United States | USD | FLEXIBAR,ADV,10X80X1,RW | 352.8 | EA | 1
GPECCDM0361T10T | United States | USD | ELECTRODE,GRD PLATE,1/8 X | 1636.87 | EA | 1
PGCY6Y4 | United States | USD | MOLD,CABLE, HORZ THRU PAR | 212.91 | EA | 1
LPC137LCTO | United States | USD | CABLE,CU,CONCENTRIC,37STR | 16.81 | EA | 1
561210 | United States | USD | CONNECTOR,CLAMP,FLEXIBAR, | 16.85 | EA | 5
LPA231ST | United States | USD | POINT,AL,5/8X10IN,1/2THR | 6.62 | EA | 1
PQC320120240D | United States | USD | SES320B120/240D | 5106.37 | EA | 1
534505 | Asia | USD | IBS ADV 25-830-8-10 | 24.19 | EA | 10
534023ABBI01 | United States | USD | FLEXIBAR,ADV,2X32X1,ABBI | 26.69 | EA | 10
RBT10911 | United States | USD | SPLICE,KIT,#10 -1 CADWE | 193.3 | EA | 1
CAT337 | United States | USD | BOX,TOOL,ACCESSORY | 218.65 | EA | 0
DT1350M | United States | USD | TYPE 1 MODULE, 350V | 110.29 | EA | 1
SB32 | United States | USD | WELD METAL,CADWELD RAIL S | 3.47 | EA | 50
SSCT6 | United States | USD | MOLD,CABLE,HORZ SPLICE | 212.91 | EA | 1
TAC2C8D | United States | USD | MOLD,CABLE,HORZ TEE | 212.91 | EA | 1
683400FS | United States | USD | ROD,GROUND,304SS,3/4X10FS | 114.66 | EA | 0
VSC9JV4 | United States | USD | MOLD,CABLE TO VERT STL,45 | 212.91 | EA | 1
LPC120 | United States | USD | CABLE,CU,SMOOTH WEAVE,29 | 2.33 | EA | 0
LAC4LEK | United States | USD | MOLD,CABLE TO BUS/LUG,HOR | 212.91 | EA | 1
DSD1201S24 | United States | USD | DIVERTER,SURGE,24V,20KA,1 | 180.05 | EA | 1
635880 | Asia | USD | GROUND ROD, SECTIONAL 5/8" X 8' | 40.62 | EA | 5
550650 | United States | USD | BUSBAR,CU,60X5X4000MM | 705.52 | EA | 10
NT1141VPLUS | United States | USD | ONE-SHOT,CABLE TO GRD ROD | 25.4 | EA | 6
RJE552G | United States | USD | MOLD,CABLE TO REBAR,VERT | 596.26 | EA | 1
B922CC14A | United States | USD | LUG,CU,1/8 X 5/8,(2)1/4 | 16.78 | EA | 25
HSC2C | Europe | USD | MOLD HSC2C | 212.91 | EA | 1
BMDEAMEAM | Europe | USD | MOLD BMDEAMEAM | 451.38 | EA | 1
LPC228L | United States | USD | POINT,CU,1/2IN X 48IN | 94.09 | EA | 1
SSPD1P2M150 | Europe | USD | SERIES SPD, SINGLE PHASE, | 308.2 | EA | 1
557450 | United States | USD | BRAID,ROUND,CU,30MMSQ,9MM | 15.08 | MR | 1
DT230010R | Europe | USD | DIVERTER,TYPE 2, 300V, 10 | 87.87 | EA | 1
B295X51Z70 | United States | USD | LABEL,ADHESIVE,TYPE 2 | 86.03 | EA | 0
GLCDEY5 | United States | USD | MOLD,CABLE TO LUG,HORZ SP | 212.91 | EA | 1
RJC541L | United States | USD | MOLD,CABLE TO REBAR,VERT | 212.91 | EA | 1
PB13ST1LRH | United States | USD | MOLD,CABLE TO RAIL,HORZ T | 208.86 | EA | 1
534522 | United States | USD | IBS ADV 185-530-10 | 136.27 | EA | 2
561850 | United States | USD | METAL SPACER M6 X 100 | 2.43 | EA | 10
PTC2L1V | United States | USD | MOLD,CABLE, HORZ THRU PAR | 212.91 | EA | 1
VVR9D | United States | USD | MOLD,CABLE TO VERT STL,VE | 289.29 | EA | 1
XLVSC4L | United States | USD | MOLD,CABLE TO VERT STL,45 | 715.08 | EA | 1
XB3Y6Y3 | Europe | USD | MOLD XB3Y6Y3 | 466.79 | EA | 1
ENDCHCH | United States | USD | MOLD,BUS BAR,HORZ ELL BAR | 451.38 | EA | 1
LPC122LCTO | United States | USD | CABLE,CU,SMOOTH WEAVE,32 | 7.52 | EA | 1
PTC1D1D | United States | USD | MOLD,CABLE,HORZ THRU | 212.91 | EA | 1
FLXPABB0038 | United States | USD | FLEXIBAR,ADV,10X32X1,ABB, | 164.578 | EA | 1
CGC063 | United States | USD | MOLD,BUS TO HORZ STL,TAP | 212.91 | EA | 1
B399AM | United States | USD | CLAMP,MAGNETIC,MINI CHANG | 554.73 | EA | 1
B160H | United States | USD | FRAME,VERT SPLIT,HORZ PIP | 299.87 | EA | 1
PNC2J002 | United States | USD | MOLD,CABLE, VERT DEAD END | 212.91 | EA | 1
SK48YC | United States | USD | CLAMP,STRUT,2 PC MILD STL | 4.48 | EA | 50
LPA29658A | United States | USD | TERMINAL,AIR,EXTENSION,PA | 11.79 | EA | 1
RPSCW4STPW3 | United States | USD | WALKWAY, 4 STEPS | 167896.72 | EA | 1
FLXPLAM0055 | United States | USD | FLEXIBAR,ADV,5X24X1MM,LAM | 181.06 | EA | 1
EGBA14240EET | Europe | USD | BAR,GRD BUS,1/4X2X40 IN | 387 | EA | 1
FLXPABB0048 | United States | USD | FLEXIBAR,ADV,6X100X1,ABB | 482.061 | EA | 1
E1MULTCUTSMM | United States | USD | DRUM,CABLE,ERICORE,MULTI | 30.36 | EA | 1
FLXPLAM0078 | Asia | USD | 718-A58337-001 | 273.77 | EA | 1
T315 | United States | USD | TOOL,KIT, | 412.09 | EA | 1
GQR182C | United States | USD | MOLD,CABLE TO GRD ROD,VER | 289.29 | EA | 0
GMR163Q | United States | USD | MOLD,CABLE TO GRD ROD,VER | 289.29 | EA | 1
A238GC2S18RH | United States | USD | CLAMP,FENCE,4/0 X 18 IN F | 256.84 | EA | 1
SSCY9Y6 | Europe | USD | MOLD SSCY9Y6 | 212.91 | EA | 1
534034FL04 | United States | USD | FLEXIBAR,ADV,6X40X1,FL | 262.72 | EA | 1
A927S012 | United States | USD | BOLT,CARRIAGE,1/4-20 X 1- | 0.48 | EA | 0
VSCSJ | United States | USD | MOLD,CABLE TO VERT STL,45 | 212.91 | EA | 1
MBA58BT | United States | USD | MOLD,BLANK,90/115 C PRICE | 136.44 | EA | 0
VVC1QV3C | United States | USD | MOLD,CABLE TO VERT STL,VE | 212.91 | EA | 1
XACY6Y6 | United States | USD | MOLD,CABLE,HORZ X SAME PL | 212.91 | EA | 1
SB02SC36001M | United States | USD | MOLD,CABLE,HORZ SPLICE SI | 48.15 | EA | 1
EL32A2 | United States | USD | COUPLER,LENTON STANDARD,# | 40.72 | EA | 1
XLTAC2Q2QW | United States | USD | MOLD,CABLE,HORZ TEE | 313.21 | EA | 1
SES200277/480 | Asia | USD | SES, 277/480 3 PHASE, 200KA | 5695.38 | EA | 1
534139 | United States | USD | BUSBAR,FLEXIBLE,ADVANCED, | 554.36 | EA | 2
PB13TP1V | United States | USD | MOLD,CABLE TO RAIL,HORZ | 208.86 | EA | 1
LJCCAJW3 | Europe | USD | MOLD LJCCAJW3 | 212.91 | EA | 1
XLPCC3Q2Q | United States | USD | MOLD,CABLE,HORZ TAP PARAL | 715.08 | EA | 1
534042RW02 | United States | USD | FLEXIBAR,ADV,10X50X1MM,RW | 411.99 | EA | 10
SB22124 | United States | USD | SHAFT,FLEX,12 FT | 559.11 | EA | 1
EGBA14236DD | United States | USD | BAR,ASSY,GRD,BUS,1/4 X 2 | 270 | EA | 1
RBT7101A | United States | USD | SLEEVE,CADWELD,#7 T-SERIE | 54.36 | EA | 1
CAVST1GM | United States | USD | MOLD,CABLE TO VERT STL,45 | 139.13 | EA | 1
PTC9E9EW | United States | USD | MOLD,CABLE,HORZ THRU PARA | 253.23 | EA | 1
XLTAK4P002S | United States | USD | MOLD,CABLE,HORZ TEE LEFT | 1047.78 | EA | 1
VSC2LV6 | United States | USD | MOLD,CABLE TO VERT STL,45 | 212.91 | EA | 1
B295X51Z62 | United States | USD | LABEL,ADHESIVE,TYPE 2 | 86.03 | EA | 0
A800A09F2 | United States | USD | CABLE,CU,BARE,2/0 CONC,19 | 23.57 | EA | 1
LJCAG2L | United States | USD | MOLD,CABLE TO BUS/LUG,HO | 212.91 | EA | 1
LPC33912 | United States | USD | BASE,CU,CAST, CONE, | 40.33 | EA | 1
RBW65514A | United States | USD | SLEEVE,CADWELD,LOW SLIP # | 138.16 | EA | 1
TAC1G1T | United States | USD | MOLD,CABLE,HORZ TEE | 212.91 | EA | 1
534408 | Asia | USD | IBSB ADV 50-330-8-10 | 18.81 | EA | 10
FLXPLAM0005 | United States | USD | FLEXIBAR,ADV,2X15.5X0.8MM | 498.62 | EA | 1
TDS502BR600DC | United States | USD | DIVERTER,SURGE,TDS,DC | 191.64 | EA | 1
LPC678 | United States | USD | STRAP,CU,CABLE TO PIPE | 128.6 | EA | 1
XAC8D8D | United States | USD | MOLD,CABLE,HORZ X SAME PL | 212.91 | EA | 1
LAC3AEG | United States | USD | MOLD,CABLE TO BUS/LUG, | 212.91 | EA | 1
534034PHM09 | United States | USD | FLEXIBAR,ADV,6X40X1MM,PHM | 167.23 | EA | 1
556220 | United States | USD | SLEEVE,GLASS,FIBRE, | 3.56 | MR | 1
EL12A12 | United States | USD | COUPLER,LENTON,A12,#4 | 14.09 | EA | 1
534023CH46 | United States | USD | FLEXIBAR,ADV,2X32X1,CH | 98.12 | EA | 1
VTD3Q | United States | USD | MOLD,CABLE TO VERT STL,HO | 451.38 | EA | 1
TAC2Q2Q | United States | USD | MOLD,CABLE,HORZ TEE | 212.91 | EA | 1
VBD3D001HQ | United States | USD | MOLD,CABLE TO VERT STL, V | 451.38 | EA | 1
A805A20INSF | United States | USD | CABLE,COMPOSITE,CONDUCTOR | 14.21 | EA | 1
541774 | Asia | USD | FLEXIBAR END COVER 20 | 1.2 | EA | 0
LECY5FAL | Europe | USD | MOLD LECY5FAL | 212.91 | EA | 1
VSC2PV8C | United States | USD | MOLD,CABLE TO VERT STL,45 | 212.91 | EA | 1
EL16D6N | United States | USD | ANCHOR,LENTON,EMBEDMENT, | 6.02 | EA | 1
MS/CABL | United States | USD | QUICK SALE | 0.48 | EA | 0
TAC2G9DW | United States | USD | MOLD,CABLE,HORZ TEE | 273.39 | EA | 1
PQDM3332S120 | United States | USD | PQDM-11-1P-120V, FSPM3332 | 4244.86 | EA | 1
TSM0087GR | United States | USD | STRUT,PIPE,CLAMP3/4IN CT | 10.6 | EA | 100
SBPAJA42 | United States | USD | BOND,PLUG,S1 42 LONG | 13 | EA | 50
C105B | Asia | USD | FIXTURE ASSY,CLAMP,WEB OF RAIL,T21 | 161.41 | EA | 1
EL32D6 | United States | USD | COUPLER,LENTON TERMINATOR | 17.94 | EA | 1
GTC188D | United States | USD | MOLD,CABLE TO GRD ROD,VER | 212.91 | EA | 1
GTC182VW | United States | USD | MOLD,CABLE TO GRD ROD,VER | 273.39 | EA | 1
552680 | United States | USD | BAR,FLEXIBLE,10X32X1,PLAI | 170.95 | EA | 0
EL38C3J | United States | USD | COUPLER,LENTON HALF,C3J, | 57.8 | EA | 1
PB20LJHALY9C | United States | USD | MOLD,CABLE TO BUS/LUG,HOR | 153.72 | EA | 1
SCB6002APLUS | United States | USD | WELD METAL,PLUSF80,RAIL | 71.35 | EA | 1
VSC2QV2W | United States | USD | MOLD,CABLE TO VERT STL,45 | 233.07 | EA | 1
S429F2E16 | Asia | USD | SLEEVE,CU,FLARED,1/0 RLAY | 2.76 | EA | 25
FLXPLAM0084 | Asia | USD | 718-A57237-001 | 168.53 | EA | 1
EL32P9ES | United States | USD | COUPLER,LENTON POSITION,# | 118.42 | EA | 1
RRH542Q | United States | USD | MOLD,CABLE TO REBAR,HORZ | 373.05 | EA | 1
GLCCEY3 | Europe | USD | MOLD GLCCEY3 | 212.91 | EA | 1
558370 | Asia | USD | CONTACT KIT M10 X 30 ZB | 1.51 | EA | 100
508030 | Asia | USD | FleXbus Cond., 640 mm?, 2,000 mm | 382.19 | EA | 1
GYE331T | United States | USD | MOLD,CABLE TO GRD ROD,VER | 596.26 | EA | 1
B540C850 | United States | USD | BAR,GRD BUS,1/4X2-1/4X | 88.58 | EA | 1
B152022 | United States | USD | BATTING,SET DETAIL | 7.99 | EA | 1
GTC161K | United States | USD | MOLD,CABLE TO GRD ROD,VER | 212.91 | EA | 1
ELFG32CA | United States | USD | LENTON,BAR END GAGE,FIELD | 154.53 | EA | 1
569041 | Asia | USD | UDF 250 A | 32.74 | EA | 20
B136B | Asia | USD | MOULD CLEANER,LARGE | 8.59 | EA | 5
LPA34812 | Europe | USD | BASE,AL,CAST,STANDING | 53.32 | EA | 1
VSC2GV21C | United States | USD | MOLD,CABLE TO VERT STL,45 | 212.91 | EA | 1
UTB60DP | United States | USD | PROTECTOR,SURGE,UTB,2PAIR | 222.78 | EA | 1
553260 | Asia | USD | BUSBAR CLAMP BC 100 ZB | 76.8 | EA | 4
534010ABB13 | United States | USD | FLEXIBAR,ADV,2X20X1MM,ABB | 84.5 | EA | 10
534055 | Asia | USD | FLEX ADV2MTC 5X100X1 | 697.03 | EA | 1
CMC18CAJ | United States | USD | MOLD,BUS TO GRD ROD,VERT | 212.91 | EA | 1
A928K018 | United States | USD | NUT,HEX,3/8-16 BRONZE | 1.17 | EA | 1
PB20LJEG2G | United States | USD | MOLD,CABLE TO BUS/LUG,HOR | 153.72 | EA | 1
VGC1H | United States | USD | MOLD,CABLE TO VERT STL,HO | 212.91 | EA | 1
EHL12FC1V | United States | USD | CONNECTOR,COMPRESSION,CU, | 23.26 | EA | 25
EGBA14824NN | United States | USD | BAR,ASSY,GRD,BUS,1/4 X 8 | 444 | EA | 1
557320WS01 | United States | USD | BRAID,CU,TINNED,CUSTOM,1 | 61.96 | EA | 1
LPCAR1015 | Asia | USD | TERMINAL,AIR,1000MM,5/8 DIA | 146.85 | EA | 1
HTCW7 | Europe | USD | MOLD HTCW7 | 212.91 | EA | 1
GSC162G | United States | USD | MOLD,CABLE TO GRD ROD,HOR | 212.91 | EA | 0
GTC18Y2 | Europe | USD | MOLD GTC18Y2 | 212.91 | EA | 1
A809A04F100 | United States | USD | WIRE,CU,SOL,BARE,#6,HARD | 284.95 | EA | 1
PB63SC4L3S | United States | USD | MOLD,CABLE,HORZ SPLICE SI | 366.25 | EA | 1
EGBA38320BF | United States | USD | BAR,GRD BUS,3/8 X 3 X 20 | 213 | EA | 1
PBCS5LHM | United States | USD | MOLD,C BOND,2/0 COMPOSITE | 153.72 | EA | 1
EGBA14296BB | United States | USD | BAR,GRD BUS,1/4 X 2 X 96 | 708 | EA | 1
TACY7Y8 | Europe | USD | MOLD TACY7Y8 | 212.91 | EA | 1
PTC9G9G | United States | USD | MOLD,CABLE, HORZ THRU PAR | 212.91 | EA | 1
GTC142B | United States | USD | MOLD,CABLE TO GRD ROD,VER | 212.91 | EA | 1
534034GE55 | United States | USD | FLEXIBAR,ADV,6X40X1MM,GE, | 293.68 | EA | 10
GYF183QW | United States | USD | MOLD,CABLE TO GRD ROD,VER | 567.76 | EA | 1
PBC12S13 | United States | USD | BOND,RAIL C,4/0 RLAY 13 L | 53.41 | EA | 50
563300 | United States | USD | BRAID,PREFAB,200X15X1.5MM | 4.31 | EA | 10
PQDS1110B208 | United States | USD | PQDS-3-2P-208V, FSPS1110B | 1521.24 | EA | 1
LK11PKG | United States | USD | COUPLER,LENTON INTERLOK, | 102.08 | EA | 225
TACT3 | Europe | USD | MOLD TACT3 | 212.91 | EA | 1
534010GE06 | United States | USD | FLEXIBAR,ADV,2X20X1MM,GE, | 68.83 | EA | 1
RBT121018B | United States | USD | MATERIAL,FILLER KIT,#12, | 70.77 | EA | 1
PCC1V1G | United States | USD | MOLD,CABLE, HORZ TAP PARA | 212.91 | EA | 1
534041STB05 | United States | USD | FLEXIBAR,ADV,8X50X1,STB | 308.65 | EA | 10
PBBATTING.25 | United States | USD | BATTING,MOLD,1/4X24X50 #6 | 153.72 | EA | 0
TMGBA20L27PT | Europe | USD | GRD BAR ASSY,TELECOM,1/4X | 278 | EA | 1
B540C427 | United States | USD | BAR,BUS,1/4X4X17 11/16,NO | 120.81 | EA | 1
553100 | United States | USD | CLAMP,BUSBAR,HCBC 80 | 99.55 | EA | 1
LJCEG3Q | United States | USD | MOLD,CABLE TO BUS/LUG,HOR | 212.91 | EA | 1
VBC2LV3C | United States | USD | MOLD,CABLE TO VERT STL, | 212.91 | EA | 1
CAFSA1VA | United States | USD | MOLD,CU TUBE TO BUS,VERT | 129.72 | EA | 1
DT248030R | Asia | USD | TYPE 2, 480V, 3 0 | 186.59 | EA | 0
285122L1 | United States | USD | KIT,FLEXIBBAR,LAM | 690.505 | EA | 10
555533 | United States | USD | BRAID,CU,TINNED,CUSTOM, | 157.17 | EA | 1
LPC448 | United States | USD | BASE,TERMINAL,AIR,CAST,CR | 131.15 | EA | 1
LPC502 | Asia | USD | SPLICE, CU, PARALLEL, 1-1/2" CONTACT | 13.67 | EA | 1
HDGTF224L | United States | USD | MOLD,CABLE TO GRD ROD,VER | 507.28 | EA | 1
615880UPC | United States | USD | ROD,GRD,5/8X8,CU BONDED | 38.9 | EA | 5
LPG35258 | Europe | USD | BRACE,GALV STEEL,TRIPOD | 100.05 | EA | 1
HDXBQ2G2G | United States | USD | MOLD,CABLE,HORZ X LAPPED, | 406.5 | EA | 1
BBCPAL | United States | USD | MOLD,BUS BAR,HORZ SPLICE | 212.91 | EA | 1
DSD12 | United States | USD | DIVERTER,SURGE,12V,500A,1 | 37.84 | EA | 1
DFFEHLH | United States | USD | MOLD,BUS TO VERT STL,HORZ | 507.28 | EA | 1
RBB692B | United States | USD | MATERIAL,FILLER,GROUP | 31.25 | EA | 1
LPC2923F2F | Asia | USD | COUPLER,CU,3/8" TO 1/2" FEMALE | 21.64 | EA | 1
GFCY4DBG | United States | USD | MOLD,CABLE TO GRD ROD,HOR | 212.91 | EA | 1
UTB110DP | Asia | USD | UTB, 2PAIR, PLUGABLE, 110V, 800mA, 20kA | 216.1 | EA | 1
534032PMR01 | United States | USD | FLEXIBAR,ADV,4X40X1,PMR | 78.78 | EA | 10
RRC52Y4 | Europe | USD | MOLD RRC52Y4 | 212.91 | EA | 1
IH2600E | Europe | USD | ENCLOSURE,INSPECTION,W/CO | 643.54 | EA | 1
LPA55338 | United States | USD | BASE,STAMPED,AND CAP ASSE | 17.26 | EA | 1
NX1141LPLUS | United States | USD | ONE-SHOT,CABLE TO GRD ROD | 27.83 | EA | 6
561175 | United States | USD | BLOCK,POWER,SB2C2C1000AL | 119.25 | EA | 1
PBC12J9B | United States | USD | BOND,RAIL C,2/0 RLAY 9 LO | 34.57 | EA | 0
534439 | United States | USD | IBSB ADV 185-830-10-12 | 131.17 | EA | 2
LLCEK2P | United States | USD | MOLD,CABLE TO BUS/LUG,VER | 212.91 | EA | 1
EL32SASA3000 | United States | USD | COUPLER,LENTON,SASA,DBL | 132.85 | EA | 1
B522G | Europe | USD | CLAMP,ASSY,3 1/2 NOMINAL | 79.75 | EA | 1
RCE512L | United States | USD | MOLD,CABLE TO REBAR,VERT | 596.26 | EA | 1
PB10GLEE3B | United States | USD | MOLD,CABLE TO LUG,HORZ SP | 208.86 | EA | 1
ESB10 | United States | USD | CONNECTOR,SPLIT BOLT,SIL | 2.86 | EA | 100
534035RW01 | United States | USD | FLEXIBAR,ADV,8X40X1MM,RW, | 130.32 | EA | 10
CA65PLUSF33 | United States | USD | CADWELD PLUS,#65,F33 | 12.72 | EA | 20
FLXPLAM0100 | Asia | USD | 718-A57288-001 | 454.28 | EA | 1
GJC161T | United States | USD | MOLD,CABLE TO GRD ROD,HOR | 212.91 | EA | 1
B801E003 | United States | USD | CABLE,ASSY,SURFACE,2 IN | 115.58 | EA | 0
PTCY3Y2 | Europe | USD | MOLD PTCY3Y2 | 212.91 | EA | 1
IH1324A | United States | USD | ENCLOSURE,INSPECTION,W/CO | 685.15 | EA | 1
LAC1VCE | United States | USD | MOLD,CABLE TO BUS/LUG,HOR | 212.91 | EA | 1
TACY5Y5 | United States | USD | MOLD,CABLE,HORZ TEE | 212.91 | EA | 1
SDRR95 | United States | USD | WELDER,RAIL,ASSEMBLY | 666.38 | EA | 1
VBC1VV1 | United States | USD | MOLD,CABLE TO VERT STL,VE | 212.91 | EA | 1
FJ9C001B30 | United States | USD | JUMPER,SWAGED,7/#7 CW 30 | 65.16 | EA | 0
GYR16Y4 | Europe | USD | MOLD GYR16Y4 | 289.29 | EA | 1
SSC2VW | United States | USD | MOLD,CABLE,HORZ SPLICE | 253.23 | EA | 1
534053PDI13 | United States | USD | FLEXIBAR,ADV,10X80X1,PDI | 881.85 | EA | 1
LPC808 | United States | USD | STRAP,CABLE,CU,1 IN PIPE | 14.97 | EA | 1
715520 | United States | USD | DRILL,ADAPTOR,COOLANT | 19.87 | EA | 1
534411 | United States | USD | IBSB ADV 50-630-8-10 | 32.22 | EA | 10
PTC1G8D | United States | USD | MOLD,CABLE, HORZ THRU PAR | 212.91 | EA | 1
TAC2Q2QHQ | United States | USD | MOLD,CABLE,HORZ TEE,HYDRO | 212.91 | EA | 1
PTC2C2G | United States | USD | MOLD,CABLE, HORZ THRU PAR | 212.91 | EA | 1
DT2150M | Asia | USD | Type 2 Module, 150V | 59.76 | EA | 0
VSC3HV5 | United States | USD | MOLD,CABLE TO VERT STL,45 | 212.91 | EA | 1
FM103SR | United States | USD | FRAME,WELDMENT,ASSY | 1559.07 | EA | 1
534036GE17 | United States | USD | FLEXIBAR,ADV,10X40X1MM,GE | 275.87 | EA | 10
B122EG | United States | USD | LUG,CU,1/4 X 1 1/2 W/2-9/ | 36.49 | EA | 10
SGD125M | United States | USD | DIVERTER,SGD,SPARK GAP, | 192.84 | EA | 1
EL43TSASA2400 | United States | USD | COUPLER,LENTON,SASA,DBL | 183.54 | EA | 1
EL20A2D6 | United States | USD | COUPLER,LENTON,#6 TERMINA | 41.37 | EA | 1
RCPY2M | Europe | USD | MOLD RCPY2M | 234 | EA | 1
PB10SS2Q2G | United States | USD | MOLD,CABLE,HORZ SPLICE | 208.86 | EA | 1
LACY4EAK | United States | USD | MOLD,CABLE TO BUS/LUG,HOR | 212.91 | EA | 1
PB13ST2LRH | United States | USD | MOLD,CABLE TO RAIL,HORZ T | 208.86 | EA | 1
TAD4L9H | United States | USD | MOLD,CABLE,HORZ TEE | 451.38 | EA | 1
NDR181T | United States | USD | MOLD,CABLE TO GRD ROD,HOR | 289.29 | EA | 1
RRC51Y5 | United States | USD | MOLD,CABLE TO REBAR,HORZ | 212.91 | EA | 1
SBTBT6D | United States | USD | WELDER,BOND,3/16 9 3/4 LO | 377.63 | EA | 1
LPC30458 | Europe | USD | PLATE,STAMPED,AIR TERMINA | 40.59 | EA | 1
EHL58C2G | Asia | USD | HAMMERLOCK,CU,NOM 5/8,2/0 STR | 23.81 | EA | 25
VBCY5 | Europe | USD | MOLD VBCY5 | 212.91 | EA | 1
DINRL0885 | United States | USD | 8.85 IN PDR DIN RAIL | 5.88 | EA | 1
B548A39 | Asia | USD | MNTG,KIT,HDWR,3/8-16,W/INSUL& BEAM CLAMP | 9.99 | EA | 1
B295X51Z68 | United States | USD | LABEL,ADHESIVE,TYPE 2 | 86.03 | EA | 0
XLB960A4 | United States | USD | FILTER,EXOLON,FIBERFRAX 4 | 2.44 | EA | 0
549700 | United States | USD | BUSBAR,10 MM,PLAIN,2M PCB | 450.6 | EA | 2
556827B | United States | USD | BRAID,CU,50MM2,BLK | 99999.99 | EA | 250
GRC162V | United States | USD | MOLD,CABLE TO GRD ROD,VER | 212.91 | EA | 1
RBW705 | United States | USD | CLAMP,BOTTOM,HORZ SIDE SU | 328.49 | EA | 1
HDSSC1L | United States | USD | MOLD,CABLE,HORZ SPLICE | 212.91 | EA | 1
LPC124500 | United States | USD | CABLE,CU,SMOOTH WEAVE,40 | 6.59 | FT | 500
PBR1V1V | United States | USD | MOLD,CABLE,VERT PARALLEL | 208.86 | EA | 1
SBGT1181LPLUS | United States | USD | ONE SHOT,#3 SOL THRU #6 | 15.16 | EA | 6
CAGRP162C | United States | USD | MOLD,CABLE TO GRD ROD,VER | 233.95 | EA | 1
CNC16PAM | United States | USD | MOLD,BUS TO GRD ROD,VERT | 212.91 | EA | 1
LPC807 | Europe | USD | STRAP,CU,CABLE,1 1/4 WIDE | 15.37 | EA | 1
FLXPAPG0012 | United States | USD | FLEXIBAR,ADV,4X80X1MM,APG | 177.344 | EA | 1
LPS421 | United States | USD | POINT,SS,INDUSTRIAL STACK | 96.63 | EA | 1
RTBN30M | Asia | USD | RAIL TRANSIENT BARRIER, 30 V, MODULE | 118.31 | EA | 1
PCLB159.8 | United States | USD | PYRAMID, LOCKHEED, B159 | 163936.89 | EA | 1
TAC9F9G | United States | USD | MOLD,CABLE,HORZ TEE | 212.91 | EA | 1
S1043 | United States | USD | SPRING,COMP,1 1/32 DIA X | 3.96 | EA | 0
MBA04 | United States | USD | MOLD,BLANK,4565 C PRICE | 124.21 | EA | 1
SSC2Q3Q | United States | USD | MOLD,CABLE,HORZ SPLICE | 212.91 | EA | 1
T304 | United States | USD | TOOL,PLIERS,COMBINATION | 31.79 | EA | 1
B364Q1 | United States | USD | GUARD,GRINDER DRIVE BELT | 20.11 | EA | 0
CAD05 | United States | USD | DIE,ASSY,HAMMER,1/0 CONC, | 294.86 | EA | 0
RDC511V | United States | USD | MOLD,CABLE TO REBAR,HORZ | 212.91 | EA | 1
PBWD81 | United States | USD | DIE,HAMMER,185MM2 CONC | 228.51 | EA | 1
B1331Y | United States | USD | SLEEVE,CU,.265 ID X .327 | 0.92 | EA | 25
LL28S1 | United States | USD | LENTON LOCK, S-SERIES, | 75.42 | EA | 1
SBS898F | United States | USD | MOLD,WELDER,5/16 TAB,T6 W | 176.07 | EA | 1
EL57TSASA2400 | United States | USD | COUPLER,LENTON,SASA,DBL | 261.53 | EA | 1
EL16D14 | United States | USD | ANCHOR,LENTON,TERMINATOR, | 19.27 | EA | 1
VBC3DV10 | United States | USD | MOLD,CABLE TO VERT STL,VE | 212.91 | EA | 1
RRC538E | United States | USD | MOLD,CABLE TO REBAR,HORZ | 212.91 | EA | 1
568668 | United States | USD | EARTHING & NEUTRAL BUSBAR | 62.85 | EA | 10
EGBA38420CC | United States | USD | BAR,GRD BUS,3/8 X 4 X 20 | 258 | EA | 1
534042RCB03 | United States | USD | FLEXIBAR,ADV,10X50X1MM,RC | 476.8 | EA | 10
LPC806 | Asia | USD | STRAP,CU,CABLE,5/8 IN WIDE,TWO HOLE | 1.81 | EA | 1
LPC820 | United States | USD | HOLDER,CU,CAST,SILO DRIVE | 3.84 | EA | 1
RBW117A | United States | USD | CLAMP,PACKING,HORIZONTAL | 464.28 | EA | 1
LPC304L58 | United States | USD | PLATE,STAMPED,AIR TERMINA | 46.41 | EA | 1
TCR2Q2QW | United States | USD | MOLD,CABLE,VERT TEE HORZ | 349.77 | EA | 1
EGBA12416AA | United States | USD | BAR,GRD BUS,1/2 X 4 X 16 | 306 | EA | 1
BBRFAM | United States | USD | MOLD,BUS BAR,HORZ SPLICE | 289.29 | EA | 1
ERICORE078T | United States | USD | DOWNCONDUCTOR,LIGHTNING, | 11492.998 | EA | 1
HXC12 | United States | USD | MOLD,STUD TO HORZ STL | 212.91 | EA | 1
EHL34C1V | United States | USD | CONNECTOR,COMPRESSION,CU, | 30.38 | EA | 25
EL22D6N | United States | USD | ANCHOR,LENTON TERMINATOR, | 9.17 | EA | 1
HAA9A7C | United States | USD | MOLD,CABLE TO HORZ STL,HO | 129.72 | EA | 1
LAC2LDE | Europe | USD | MOLD LAC2LDE | 212.91 | EA | 1
GR1162C | United States | USD | ONE-SHOT,CABLE TO GRD ROD | 24.38 | EA | 6
563920 | Asia | USD | TD 80-100A 6 TER | 34.38 | EA | 50
559149 | Asia | USD | MANUAL FLEXIBAR TOOL KIT | 4945.85 | EA | 1
501470 | United States | USD | BRAID,SHUNT,INSULATED, | 8.61 | EA | 250
PBWX401RH | United States | USD | MOLD,CABLE,WEB BOND TO WE | 133.1 | EA | 1
ELIPG40200 | United States | USD | LENTON,ISO PLUG GAGE | 477.11 | EA | 1
LPP93058 | United States | USD | BALL,PLASTIC,ORNAMENT,WHT | 33.79 | EA | 1
548400 | United States | USD | INSULATOR,BUSBAR ISO TP | 1.17 | EA | 50
PQDM3300S277 | United States | USD | PQDM-6-1P-277V, FSPM3300S | 2750.59 | EA | 1
534016DS11 | United States | USD | FLEXIBAR,ADV,2X24X1MM,DS, | 129.1 | EA | 5
B165R | Asia | USD | GRD RECEPTACLE,W/3/4IN REMOVABLE BALL,4- | 199.45 | EA | 1
115F80HQ | United States | USD | WELD METAL,CADWELD,F80,HQ | 21.76 | EA | 10
NDR141L | United States | USD | MOLD,CABLE TO GRD ROD,HOR | 289.29 | EA | 1
PB20LJHALY9C | Europe | USD | MOLD PB20LJHALY9C | 153.72 | EA | 1
RRC52Y5 | Europe | USD | MOLD RRC52Y5 | 212.91 | EA | 1
INTCPTADM16 | United States | USD | ADAPTER,FITTING,ER2XXXSS, | 98.73 | EA | 1
LK1110GV | United States | USD | LENTON INTERLOK,HDG, | 165.63 | EA | 1
PTCY3Y3 | Europe | USD | MOLD PTCY3Y3 | 212.91 | EA | 1
GYR16Y5 | Europe | USD | MOLD GYR16Y5 | 289.29 | EA | 1
LPC660CTO | United States | USD | ROD,THREADED,5/16,BRZ CTO | 4.85 | EA | 1
PTCY4CY4C | United States | USD | MOLD,CABLE,HORZ THRU PARA | 212.91 | EA | 1
EDT230010R | Europe | USD | ENHANCED TYPE 2, 300V,10 | 130.06 | EA | 1
EL36S13 | United States | USD | COUPLER,LENTON,STRAIGHT, | 59.32 | EA | 1
HDC34 | United States | USD | CLAMP,GRD ROD,STL BRZ,HEA | 7.7 | EA | 25
FRP2MWHITE | United States | USD | INSULATED 2M MAST WHITE | 672.11 | EA | 1
RBT1114101 | United States | USD | SPLICE,KIT,#11/#14 CADWEL | 309.41 | EA | 1
PB80ME3KJH | United States | USD | MOLD,CABLE TO BUS/LUG,VER | 697.55 | EA | 1
UBOLT | United States | USD | BOLT,KIT,U-BOLT SET(2PCS) | 167.1 | EA | 1
GPECEEK0242Q008 | United States | USD | ELECTRODE,GRD PLATE,1/4 X | 1129.2 | EA | 1
PTC2Q1K | United States | USD | MOLD,CABLE, HORZ THRU PAR | 212.91 | EA | 1
B159M | Asia | USD | FRAME,CLAMP,MAGNETIC,DOUBLE | 974.24 | EA | 1
SBA140WT | United States | USD | HANDLE,TEE,TEMPORARY BOND | 144.51 | EA | 1
PCC1L1H | United States | USD | MOLD,CABLE,HORZ TAP PARAL | 212.91 | EA | 1
CDMV01 | United States | USD | MOLD,GRAPHITE,MULTI,VERT | 447.52 | EA | 1
B13716RH15 | United States | USD | DRIVE,ROD,SLEEVE,5/8 CU | 284.99 | EA | 1
B2618A | Asia | USD | REEL,ASSY,STATIC GRD,.09 X 20FT SS CABLE | 574.09 | EA | 1
508153 | United States | USD | RAW, | 121.24 | EA | 6
534007 | Asia | USD | FLEX ADV2MTC 4X15,5X0,8 | 93.79 | EA | 4
VSC2QV2 | United States | USD | MOLD,CABLE TO VERT STL,45 | 212.91 | EA | 1
534034ARZ32 | United States | USD | FLEXIBAR,ADV,6X40X1MM,ARZ | 322.31 | EA | 10
1120600EG | Asia | USD | 112 LOOP HANGER 1/2 UNC; DN150, 6 IN. | 1989.34 | EA | 100
SBXSS3348 | United States | USD | BOND,JUMPER,3/16 & 3/4 XS | 14.53 | EA | 0
EL20P9J | United States | USD | COUPLER,LENTON POSITION,W | 104.6 | EA | 1
HSC002 | United States | USD | MOLD,CABLE TO HORZ STL,HO | 212.91 | EA | 1
ELOIL | United States | USD | OIL,LENTON CUTTING,5 GALL | 263.94 | EA | 1
SBNT1161GPLUS | United States | USD | ONE SHOT,#8 STR THRU #6 | 25.05 | EA | 6
LJCPALY9 | United States | USD | MOLD,CABLE TO BUS/LUG,HOR | 212.91 | EA | 1
LPC31538 | Asia | USD | BASE,CU,STRAP 3/8IN POINT NARROW SURFACE | 60.63 | EA | 1
LPC790 | United States | USD | CLAMP,CU,GROUND ROD,CABLE | 22.98 | EA | 1
HCA1V1 | United States | USD | MOLD,CABLE TO HORZ STL,HO | 129.72 | EA | 1
DS58 | Europe | USD | DRIVE STUD,5/8IN,5/8-11 U | 6.65 | EA | 25
LAC2QGK | United States | USD | MOLD,CABLE TO BUS/LUG,HOR | 212.91 | EA | 1
VFCY1 | Europe | USD | MOLD VFCY1 | 212.91 | EA | 1
SBNX1181VPLUS | United States | USD | ONE SHOT,#3 STR THRU #1 | 27.57 | EA | 6
LPLC49234 | United States | USD | HOLDER,LEAD,COVERED,LAY- | 99.24 | EA | 1
GTC182V | United States | USD | MOLD,CABLE TO GRD ROD,VER | 212.91 | EA | 1
RBT9101H | United States | USD | SPLICE,KIT,#9 CADWELD T-S | 175.18 | EA | 1
SSC3X | United States | USD | MOLD,CABLE,HORZ SPLICE | 212.91 | EA | 1
SBTBJ3312 | United States | USD | BOND,JUMPER,3/16 & 3/4 TA | 8.23 | EA | 25
LACW3CAJ | Europe | USD | MOLD LACW3CAJ | 212.91 | EA | 1
NCR162G | United States | USD | MOLD,CABLE TO GRD ROD,HOR | 289.29 | EA | 1
SBG100BAT18V | United States | USD | BATTERY,PACK,SBG100,DEWAL | 222.67 | EA | 1
SBNT1181L | United States | USD | ONE-SHOT,CABLE TO GRD ROD | 18.45 | EA | 6
547910 | United States | USD | MOLD,MRR50G | 36.21 | EA | 4
558000 | United States | USD | RAIL,DIN,2M LG,ASYMMETRIC | 7.66 | EA | 15
CSBBRP0100EG | Asia | USD | CADDY SEISMIC RESTRAINT, 1", PIPE ATTACH | 444.76 | EA | 100
PB10GR181V | United States | USD | MOLD,CABLE TO GRD ROD,VER | 153.72 | EA | 1
LPA671 | United States | USD | STRAP,AL,CABLE TO PIPE | 44.14 | EA | 1
LPC228 | United States | USD | POINT,CU,1/2IN X 48IN | 184.43 | EA | 1
558933 | United States | USD | FLEX FOLDING RAIL MFFR | 618.2 | EA | 1
TAC3Q1L | United States | USD | MOLD,CABLE HORZ TEE | 212.91 | EA | 1
EL57TA2GV | United States | USD | COUPLER,LENTON,STANDARD, | 365.07 | EA | 1
PCCY4Y1 | United States | USD | MOLD,CABLE, HORZ TAP PARA | 212.91 | EA | 1
SBTBT21B | United States | USD | WELDER,BOND,3/16 & 3/4 TA | 521.32 | EA | 1
SBNX1161VPLUS | United States | USD | ONE SHOT,#3 STR THRU #1 | 33.85 | EA | 6
549430 | United States | USD | KIT,HARDWARE,CABS,FIXING | 16.7 | EA | 2
PTDSJSJ | United States | USD | MOLD,CABLE, HORZ THRU PAR | 451.38 | EA | 1
TCF4Y4Y | United States | USD | MOLD,CABLE,VERT TEE HORZ | 507.28 | EA | 1
SPDS300277/480 | United States | USD | PROTECTOR,SURGE,TDX300S,3 | 3828.53 | EA | 1
RCE511T | United States | USD | MOLD,CABLE TO REBAR,VERT | 596.26 | EA | 1
RBW7395V | United States | USD | INSTALLATION KIT,EQUIP,#5 | 1536.46 | EA | 1
NDF162Q | United States | USD | MOLD,CABLE TO GRD ROD,HOR | 507.28 | EA | 1
561760 | Asia | USD | METAL SPACER M6 X 15 | 0.95 | EA | 50
XBQ9E9F | United States | USD | MOLD,CABLE,HORZ X LAPPED, | 406.5 | EA | 1
VBC9BV3C | United States | USD | MOLD,CABLE TO VERT STL,VE | 212.91 | EA | 1
LAC3SGG | United States | USD | MOLD,500RPLY TO 3/8X1-1/2 | 212.91 | EA | 1
GTC22Y9 | United States | USD | MOLD,CABLE TO GRD ROD,VER | 212.91 | EA | 1
CAHAA1Y | United States | USD | MOLD,CABLE TO HORZ STL,HO | 129.72 | EA | 1
B103EG45002BLK | United States | USD | LUG,BOND,LA 2 HOLE,ANGLE | 13.07 | EA | 0
SBNT1181GPLUS | United States | USD | ONE SHOT,#8 STR THRU #6 | 16.02 | EA | 6
PBW2JLH | United States | USD | MOLD,RAIL,CABLE HORZ TO W | 112.85 | EA | 1
SVR2Q001 | United States | USD | MOLD,CABLE,VERT SPLICE | 289.29 | EA | 1
EL36A2Q | United States | USD | COUPLER,LENTON STANDARD, | 63.91 | EA | 1
47858760AEP2 | United States | USD | ROD,GRD,5/8,CU PLATED,15 | 45.89 | EA | 1
SBB343B | United States | USD | MOLD,BOND,TB 3/16 X 3/4 T | 43.12 | EA | 1
PLUSCU2RLD6 | United States | USD | CADWELD PLUS GEN 2 REPL | 70.76 | EA | 1
T398A | United States | USD | HANDLE,WOOD,4 1/2,FEMALE | 7.51 | EA | 0
LPC502L | Europe | USD | SPLICE,TINNED CU,PARALL | 17.89 | EA | 25
CAFCA1V10 | United States | USD | MOLD,CABLE,TO HORZ C.I.PI | 129.72 | EA | 1
GRC162G | Europe | USD | MOLD GRC162G | 212.91 | EA | 1
HDPTC2Q2QW | United States | USD | MOLD,CABLE, HORZ THRU PAR | 253.23 | EA | 1
SBPAC3B12 | United States | USD | CONNECTOR,PLUG TRACK,#6 X | 8.16 | EA | 100
PTC8C1V | United States | USD | MOLD,CABLE, HORZ THRU PAR | 212.91 | EA | 1
LJCEALY4 | United States | USD | MOLD,CABLE TO BUS/LUG,HOR | 212.91 | EA | 1
VNC9DLH1.25 | United States | USD | MOLD,CABLE TO VERT STL,HO | 212.91 | EA | 1
TAC2G3A | United States | USD | MOLD,CABLE,HORZ TEE | 212.91 | EA | 1
TAC4Y3D | United States | USD | MOLD,CABLE,HORZ TEE | 212.91 | EA | 1
503440 | United States | USD | BRAID,ROUND,RTCBI,50MM2, | 81.74 | MR | 1
RTPY6 | United States | USD | MOLD,CABLE TO REBAR,HORZ | 233.95 | EA | 1
GRC18Y5 | United States | USD | MOLD,CABLE TO GRD ROD,VER | 212.91 | EA | 1
558933 | Asia | USD | FLEX FOLDING RAIL MFFR | 618.2 | EA | 1
XLGTC16Y6 | United States | USD | MOLD,CABLE TO GRD ROD,VER | 212.91 | EA | 1
INTCPTADF2BSP | Europe | USD | INTERCEPTOR,ADAPTER,MK3 2 | 83.29 | EA | 1
554417B | United States | USD | BRAID,SS,LUG,70MM2,BULK | 81.26 | EA | 50
P110F20ETN | United States | USD | WELD METAL, CADWELD, F20 | 129.39 | EA | 1
EL12P14LSSN | United States | USD | COUPLER,LENTON,POSITION | 175.24 | EA | 1
EDT275M | United States | USD | ENHANCED TYPE 2 MODULE, | 95.99 | EA | 1
561760 | United States | USD | METAL SPACER M6 X 15 | 0.95 | EA | 50
PTC3Q2L | United States | USD | MOLD,CABLE, HORZ THRU PAR | 212.91 | EA | 1
RQR562C | United States | USD | MOLD,CABLE TO REBAR,VERT | 289.29 | EA | 1
LC32S2ESD | United States | USD | SLEEVE,S2 SERIES,EPOXY | 208.55 | EA | 1
LECY6EAJ | United States | USD | MOLD,CABLE TO BUS/LUG,HOR | 212.91 | EA | 1
PBWX8 | United States | USD | MOLD,PAIR,CABLE,WEB BOND | 180.94 | EA | 1
PB50PCP9Y7 | United States | USD | MOLD,CABLE, HORZ TAP PARA | 325.89 | EA | 1
VSC2LW | United States | USD | MOLD,CABLE TO VERT STL,45 | 233.07 | EA | 1
VFF4L | United States | USD | MOLD,CABLE TO VERT STL, | 507.28 | EA | 1
XACT1 | United States | USD | MOLD,CABLE,HORZ X SAME PL | 212.91 | EA | 1
FLXPRW0014 | United States | USD | FLEXIBAR,ADV,5X24X1MM,RW, | 104.07 | EA | 1
GRT181H | United States | USD | MOLD,CABLE TO GRD ROD,VER | 207.39 | EA | 1
MBA03 | United States | USD | MOLD,BLANK,2532 C PRICE | 116.04 | EA | 1
RBWS22776 | United States | USD | CRUCIBLE,GRAPHITE,6 IN | 582.53 | EA | 1
PLUSCU2BM | Europe | USD | CADWELD PLUS CONTROL UNIT | 146.79 | EA | 1
568680 | United States | USD | EARTHING & NEUTRAL BUSBAR | 8.27 | EA | 10
WTBLC10 | Europe | USD | WIND TURBINE BLADE LIGHTN | 29.53 | EA | 10
RBC2Q | United States | USD | MOLD,GRD ROD TO RECEPTACL | 212.91 | EA | 1
EGBA14424MM | Europe | USD | GRD BAR ASSY,1/4INX4INX24 | 282 | EA | 1
NDR182C | United States | USD | MOLD,CABLE TO GRD ROD,HOR | 289.29 | EA | 1
LPS2855F5M | United States | USD | ADAPTER,SS,SWIVEL,5/8IN | 63.7 | EA | 1
PVT2500M | United States | USD | PV T2 MODULE, 500VDC | 69.86 | EA | 1
PB10VS1L | United States | USD | MOLD,CABLE TO VERT STL,45 | 208.86 | EA | 1
EL28A12 | United States | USD | COUPLER,LENTON,A12,#9 | 42.83 | EA | 1
TACY8Y4 | Europe | USD | MOLD TACY8Y4 | 212.91 | EA | 1
PQC160-120/208V | United States | USD | SES160B208Y | 1371.21 | EA | 1
PGKV1Y8Y8 | United States | USD | MOLD,CABLE, HORZ THRU PAR | 966.13 | EA | 1
PTCSJSJ | United States | USD | MOLD,CABLE, HORZ THRU PAR | 212.91 | EA | 1
SSCY4 | Europe | USD | MOLD SSCY4 | 212.91 | EA | 1
RTC53Y6 | United States | USD | MOLD,CABLE TO REBAR,HORZ | 212.91 | EA | 1
LPAAR1015 | United States | USD | TERMINAL,AIR,1000MM,5/8 D | 95.79 | EA | 1
FJ2Q24SK | United States | USD | JUMPER,SWAGED,4/0 CONC 24 | 96.49 | EA | 1
GNR161V | United States | USD | MOLD,CABLE TO GRD ROD,VER | 289.29 | EA | 1
ERICORE010T | United States | USD | DOWNCONDUCTOR,LIGHTNING, | 2572.13 | EA | 1
XBM2Q1V | United States | USD | MOLD,CABLE,HORZ X LAPPED | 649.88 | EA | 1
SLK2L1 | Asia | USD | SLK2 WITH HOOK, 2MM WIRE 1M LONG | 1224.2 | EA | 100
RBW402 | United States | USD | TOOL,WRENCH,RATCHET | 55.76 | EA | 1
GTCP200Y7 | United States | USD | MOLD,CABLE TO GRD ROD,VER | 212.91 | EA | 1
CR100 | United States | USD | COUPLER,GRD ROD,BRZ,W/THD | 65.85 | EA | 10
XACY7Y6 | United States | USD | MOLD,CABLE,HORZ X SAME PL | 212.91 | EA | 1
615883 | United States | USD | ROD,GRD,5/8X8,CU BONDED | 43.44 | EA | 5
BJCEALEALLH | Europe | USD | MOLD BJCEALEALLH | 212.91 | EA | 1
EL25P14L | United States | USD | COUPLER,LENTON,P14L,25MM, | 89.64 | EA | 1
RJE552L | United States | USD | MOLD,CABLE TO REBAR,VERT | 596.26 | EA | 1
PTC2GS5 | United States | USD | MOLD,CABLE,HORZ THRU PARA | 212.91 | EA | 1
EL43T25A2ES | United States | USD | COUPLER,LENTON,#14/#8 | 132.5 | EA | 1
GTC14Y2 | United States | USD | MOLD,CABLE TO GRD ROD,VER | 212.91 | EA | 1
SB20104CWPW2 | United States | USD | BOND KIT,JOINT HEAD,3/16 | 11.28 | EA | 60
563608 | United States | USD | BRAID,SHUNT,INSULATED, | 7.77 | EA | 10
VTC1G6 | United States | USD | MOLD,CABLE TO VERT STL,HO | 212.91 | EA | 1
EGBA14406CC | United States | USD | BAR,GRD BUS,1/4 X 4 X 6 | 84 | EA | 1
EGBA14414AA | United States | USD | BAR,GRD BUS,1/4 X 4 X 14 | 172 | EA | 1
B227AX | Europe | USD | FRAME,ASSY,3X3X5 TO 8 | 150.4 | EA | 0.5
ERICORE091T | United States | USD | DOWNCONDUCTOR,LIGHTNING, | 13198.43 | EA | 1
SBRTCB6667 | United States | USD | TOOL,STRIP,REPLACEMENT BL | 21.21 | EA | 5
HLCEG | United States | USD | MOLD,BUS TO HORZ STL,TAP | 212.91 | EA | 1
RBT1891HS | United States | USD | SPLICE,KIT,#18 T-SERIES G | 389.09 | EA | 1
PBWY8002RH | United States | USD | MOLD,CABLE,WEB BOND TO WE | 110.62 | EA | 1
VNC2LLH | United States | USD | MOLD,CABLE TO VERT STL,HO | 212.91 | EA | 1
GRP371K | United States | USD | MOLD,CABLE TO GRD ROD,VER | 234 | EA | 1
PBS24F | Europe | USD | SLEEVE,FLARED,185MM2/300R | 3.53 | EA | 25
EGBA14612BB | United States | USD | BAR,GRD BUS,1/4 X 6 X 12 | 216 | EA | 1
FC080 | United States | USD | CLAMP, FENCE 3 IPS | 77.6 | EA | 1
XAC3Q2G | United States | USD | MOLD,CABLE,HORZ X SAME PL | 212.91 | EA | 1
RJE582C | United States | USD | MOLD,CABLE TO REBAR,VERT | 596.26 | EA | 1
GYE182GMW | United States | USD | MOLD,CABLE TO GRD ROD,VER | 656.74 | EA | 1
HAA8B | United States | USD | MOLD,CABLE TO HORZ STL,HO | 129.72 | EA | 1
0710053311AEP | United States | USD | ROD,GRD,1/2,CU PLATED,13 | 131.17 | EA | 1
XLPTC2Q2QS | United States | USD | MOLD,CABLE,HORZ THRU PARA | 252.73 | EA | 1
SBA136104A078 | United States | USD | CLIP ASSY,RAIL,A=8.50, | 28.96 | EA | 20
GYF163Q | United States | USD | MOLD,CABLE TO GRD ROD,VER | 507.28 | EA | 1
EL2012A2 | United States | USD | COUPLER,LENTON STANDARD, | 35.33 | EA | 1
GR1161G | Europe | USD | ONE-SHOT,CABLE TO GRD ROD | 18.09 | EA | 12
MBE03 | United States | USD | MOLD,BLANK,150200 E PRICE | 596.26 | EA | 1
TMGBA24L33PT | United States | USD | BAR ASSY,GRD BUS,1/4X4X24 | 330 | EA | 1
558050 | Asia | USD | DIN RAIL, PDRG 2MTR | 8.23 | EA | 1
LK6PKG | United States | USD | COUPLER,LENTON INTERLOK, | 46.12 | EA | 320
OMG200C3P | United States | USD | OMEGA LEXAN, TDX200C, 3PH | 8.18 | EA | 1
LPA31912 | United States | USD | BASE,AL,OFFSET,1/2IN | 29 | EA | 1
LPC30212 | Asia | USD | BASE, AIR TERMINAL, 1/2", CU, ADJUSTABLE | 40.22 | EA | 1
548670 | Asia | USD | ISO TP 80M16 | 18.47 | EA | 10
534026AMX06 | United States | USD | FLEXIBAR,ADV,5X32X1,AMX | 113.87 | EA | 10
555234_B | United States | USD | MBJ 16-1016-8 | 9.03 | EA | 1
LPA225ST | Asia | USD | AIR TERMINAL, AL, 1/2"x24" | 12.02 | EA | 1
554308 | United States | USD | BRAID,EARTH,SS,25MM2,CPI | 25.48 | EA | 10
SBK229 | United States | USD | CONNECTION,KIT,W/SIG.BOND | 95.84 | EA | 1
LJCCAJY3 | United States | USD | MOLD,CABLE TO BUS/LUG,HOR | 212.91 | EA | 1
563617 | Asia | USD | BRAID MBJYG 25-100-8 , Y/G INSULATED | 6.34 | EA | 10
CAHAA1HM | United States | USD | MOLD,CABLE TO HORZ STL,HO | 92.21 | EA | 0
ECRE102Q4D | United States | USD | GROUND ROD,ASSY,EXTENTION | 1407.81 | EA | 1
45F80SNCF | United States | USD | WELD METAL,CADWELD,F80 | 2.46 | EA | 20
LPC516L | United States | USD | SPLICE,CU,CAST,CBL UNIV P | 32.45 | EA | 1
EGBA14410RR | United States | USD | BAR ASSY,GRD BUS,1/4X4X10 | 128 | EA | 1
LPA229F | United States | USD | POINT,AL,FLAT TIP 1/2 X | 36.06 | EA | 1
EL20CFFPW | United States | USD | 78NTON,FORM SAVER,PLASTIC | 3.28 | EA | 25
SBXSJ3312 | United States | USD | BOND,JUMPER,3/16 & 3/4 XS | 9.65 | EA | 25
PLUSCU2BMKIT | United States | USD | CONTROLLER,KIT,CADWELD | 757.21 | EA | 1
PTCY5W3 | United States | USD | MOLD,CABLE,HORZ THRU PARA | 212.91 | EA | 1
4G16R5 | United States | USD | CLIP,FIXTURE,SUPPORT TWIS | 9.25 | EA | 10
RB5X | United States | USD | COUPLER,CAPLUG, | 0.27 | EA | 0
EGBA12408NN | United States | USD | BAR,GRD BUS,1/2 X 4 X 08 | 162 | EA | 1
GRD224Y | United States | USD | MOLD,CABLE TO GRD ROD,VER | 451.38 | EA | 1
GTC142Q | Europe | USD | MOLD GTC142Q | 212.91 | EA | 1
XLPB13STS7RH | United States | USD | MOLD,CABLE TO RAIL,HORZ T | 715.08 | EA | 1
534055TSL03 | United States | USD | FLEXIBAR,ADV,5X100X1, TSL | 305.98 | EA | 10
EL3628P9Q | United States | USD | COUPLER,LENTON,POSITION | 152.15 | EA | 1
NDR169W | United States | USD | MOLD,CABLE TO GRD ROD,HOR | 289.29 | EA | 1
LPC750 | United States | USD | PLATE,CU,GROUND,20AWG, | 371.16 | EA | 1
RBVA9095F | United States | USD | BASIN,POURING,#11 VERTICA | 625.81 | EA | 1
FC082 | United States | USD | CLAMP, FENCE 3-1/2 IPS | 96.61 | EA | 1
CAVST1TB | United States | USD | MOLD,CABLE TO VERT STL,45 | 207.39 | EA | 1
SSGRS110 | United States | USD | ROD,GRD,1INX10FT,SS,SECT | 385.94 | EA | 0
VFC1H | United States | USD | MOLD,CABLE TO VERT STL,TA | 212.91 | EA | 1
LPA588 | United States | USD | CLAMP,AL,ADJUSTABLE,PIPE, | 83.59 | EA | 1
ER23000SS | United States | USD | MAST,KIT,3M W/ HARDWARE | 623.93 | EA | 1
700PLUSF80 | Europe | USD | CADWELD PLUS,WELD METAL, | 183.95 | EA | 1
RHC542C | United States | USD | MOLD,CABLE TO REBAR,HORZ | 212.91 | EA | 1
SSC1Y | United States | USD | MOLD,CABLE,HORZ SPLICE | 212.91 | EA | 1
TDSSC | United States | USD | COUNTER,SURGE,2M | 517.15 | EA | 1
CSBMA050050EG | Asia | USD | 1/2" TO 1/2" MULTI STRUCTURAL ATTACH EG | 2722.33 | EA | 0
CAPCP2G1H | United States | USD | MOLD,CABLE HORZ TAP PARAL | 233.95 | EA | 1
JD01 | United States | USD | DIE,HAMMER,4/0 CONC | 197.28 | EA | 1
PCC1K1G | United States | USD | MOLD,CABLE,HORZ TAP PARAL | 212.91 | EA | 1
TAC2Q1V | Europe | USD | MOLD TAC2Q1V | 212.91 | EA | 1
LAC2LEE | United States | USD | MOLD,CABLE TO BUS/LUG,HOR | 212.91 | EA | 1
EGBA14612NN | United States | USD | BAR,GRD BUS,1/4 X 6 X 12 | 198 | EA | 1
EL43TP9ES | United States | USD | COUPLER,LENTON POSITION,# | 163.92 | EA | 1
549420 | United States | USD | BRACKET,SUPPORT,CABS,- M | 6.43 | EA | 10
XBQY4Y3 | Europe | USD | MOLD XBQY4Y3 | 406.5 | EA | 1
CAB399B | United States | USD | HANDLE,MINI,EZ,P&N PRICE | 80.27 | EA | 0
EL40A2N | United States | USD | COUPLER,LENTON,SOURCED,A2 | 49.16 | EA | 1
TAC9F9D | United States | USD | MOLD,CABLE,HORZ TEE | 212.91 | EA | 1
EGBA14396NN | United States | USD | BAR,GRD BUS,1/4 X 3 X 96 | 900 | EA | 1
GRC18Y2 | Europe | USD | MOLD GRC18Y2 | 212.91 | EA | 1
554286 | Asia | USD | CPI 16-600-8 | 21.24 | EA | 1
LAC2VEH | United States | USD | MOLD,CABLE TO BUS/LUG, | 212.91 | EA | 1
T302 | United States | USD | BRUSH,PAINT,2 INCH | 7.27 | EA | 0
554279 | Asia | USD | CPI 16-250-8 | 15.68 | EA | 1
NCR371L | United States | USD | MOLD,CABLE TO GRD ROD,HOR | 289.29 | EA | 1
GYR16Y7 | Europe | USD | MOLD GYR16Y7 | 289.29 | EA | 1
XB32C2C | United States | USD | MOLD,CABLE,HORZ X LAPPED | 466.79 | EA | 1
PQLA1201P | United States | USD | POWERLOGICS, PRIVATE | 192.58 | EA | 1
GR1181V | United States | USD | ONE-SHOT,CABLE TO GRD ROD | 27.57 | EA | 6
LK1411 | United States | USD | COUPLER,LENTON,INTERLOK,# | 162.4 | EA | 1
EGBA14436CC | United States | USD | BAR ASSY,GRD BUS,1/4X4X36 | 414 | EA | 1
LACT1CAJ | United States | USD | MOLD,CABLE TO BUS/LUG,HOR | 212.91 | EA | 1
SSC2J | United States | USD | MOLD,CABLE,HORZ SPLICE | 212.91 | EA | 1
A929B024 | United States | USD | WASHER,LOCK,5/16,304SSTL | 0.6 | EA | 1
LJCBAKY5 | Europe | USD | MOLD LJCBAKY5 | 212.91 | EA | 1
534403 | Asia | USD | IBSB ADV 25-530-6 | 15.97 | EA | 10
RBW117B | United States | USD | CLAMP,PACKING,HORIZONTAL | 464.28 | EA | 1
GRC14Y6 | United States | USD | MOLD,CABLE TO GRD ROD,VER | 212.91 | EA | 1
RBF90 | United States | USD | MATERIAL,FILLER,REBAR FER | 46.22 | EA | 1
PQDS1000B208 | United States | USD | PQDS-1-2P-208V, | 811.07 | EA | 1
534034FL07 | United States | USD | FLEXIBAR,ADV,6X40X1,FL | 222.5 | EA | 1
LPLC437LG | United States | USD | BASE,CU,TOP MOUNT,LEAD | 348.71 | EA | 1
534010LAM09 | United States | USD | FLEXIBAR,ADV,2X20X1MM,LAM | 191.56 | EA | 10
559040 | Asia | USD | SHEARING TOOL BLADE | 300.69 | EA | 1
LK109 | United States | USD | COUPLER,LENTON INTERLOK,# | 96.41 | EA | 1
C4043C4 | United States | USD | FRAME,DETAIL,ASSY CARBON | 293.55 | EA | 1
RBT1118101 | United States | USD | SPLICE,KIT,#11/#18 CADWEL | 404.16 | EA | 1
HSC2G1.25 | United States | USD | MOLD,CABLE TO HORZ STL,HO | 212.91 | EA | 1
TACY53Q | Europe | USD | MOLD,CABLE,HORZ TEE | 212.91 | EA | 1
RBT10911B | United States | USD | MATERIAL,FILLER,#10 -1 | 46.05 | EA | 1
611350GAL01 | United States | USD | ROD,GRD,1/2X5,CU BONDED | 13.97 | EA | 5
534020ABB02 | United States | USD | FLEXIBAR,ADV,6X24X1MM,ABB | 425.55 | EA | 1
LPC66524NC | United States | USD | CONNECTION,THRU,ROOF,W/PV | 156.2 | EA | 1
MBB09 | Europe | USD | MOLD,BLANK,90115 C PRICE | 134.4 | EA | 1
CAFSA2C | United States | USD | MOLD,BUS TO VERT STL,HORZ | 129.72 | EA | 1
LPC805 | Asia | USD | STRAP,CU,CABLE,5/8IN WIDE,ONE HOPE | 1.12 | EA | 1
SBTBJ3420 | United States | USD | BOND,JUMPER,3/16 & 1 TAB | 10.04 | EA | 25
CC207 | United States | USD | CONNECTOR,GRD,#6 SOL-1/0 | 12.43 | EA | 10
RBT1011101H | United States | USD | SPLICE,KIT,#10/#11 CADWEL | 233.68 | EA | 1
XBZ9G9G | United States | USD | MOLD,CABLE,HORZ X LAPPED | 610.58 | EA | 1
PTC9F2GW | United States | USD | MOLD,CABLE,HORZ THRU PARA | 253.23 | EA | 1
615870 | United States | USD | ROD,GRD,5/8X7,CU BONDED | 31.73 | EA | 5
EL794CBOX | United States | USD | PLATE,FORM SAVER,#6 | 0.44 | EA | 300
VBC9GV2 | United States | USD | MOLD,CABLE TO VERT STL, | 212.91 | EA | 1
CACHAADCA | United States | USD | MOLD,CABLE TO HORZ STL,HO | 129.72 | EA | 1
T314 | United States | USD | BRUSH,ASSY,CABLE,CONDUCTO | 102.97 | EA | 1
RTC532Q | Europe | USD | MOLD RTC532Q | 212.91 | EA | 1
TACY8Y6 | United States | USD | MOLD,CABLE,HORZ TEE | 212.91 | EA | 1
HSC3D003W | United States | USD | MOLD,CABLE TO HORZ STL,HO | 233.07 | EA | 1
TACY5Y9 | United States | USD | MOLD,CABLE,HORZ TEE | 212.91 | EA | 1
PTC2Q2B | United States | USD | MOLD,CABLE,HORZ THRU PARA | 212.91 | EA | 1
ECRV122Q4U | Europe | USD | GROUND ROD,ASSY,KIT,12 FT | 1748.54 | EA | 1
ERICORE107T | United States | USD | DOWNCONDUCTOR,LIGHTNING, | 15297.467 | EA | 1
RJE561L | United States | USD | MOLD,CABLE TO REBAR,VERT | 596.26 | EA | 1
560610 | United States | USD | DISTANCE HOLDER 45M5 | 2.47 | EA | 100
EL28S4 | United States | USD | COUPLER,LENTON,STRAIGHT T | 48.28 | EA | 1
RBF180 | United States | USD | MATERIAL,FILLER,REBAR FER | 69.18 | EA | 1
ZZSPCS | United States | USD | SURGE PROTECTION/CONSULTI | 1.37 | EA | 0
EL20S13MG | United States | USD | COUPLER,LENTON,#6,STRAIGH | 65.09 | EA | 1
LPC2855F5M | United States | USD | ADAPTER,CU,SWIVEL,5/8IN | 67.38 | EA | 1
GTC181Q | United States | USD | MOLD,CABLE TO GRD ROD, | 212.91 | EA | 1
PTC1V1L | United States | USD | MOLD,CABLE, HORZ THRU PAR | 212.91 | EA | 1
554550 | Asia | USD | SLEEVE, GREY PDBS 40G | 3.1 | MT | 1
631380SG01 | United States | USD | GROUND ROD,COPPERBONDED, | 38.25 | EA | 5
VFC1TV3 | United States | USD | MOLD,CABLE TO VERT STL,VE | 212.91 | EA | 1
285123L3 | United States | USD | KIT,FLEXIBBAR,LAM | 646.286 | EA | 10
TACY3T1 | United States | USD | MOLD,CABLE,HORZ TEE | 212.91 | EA | 1
534031 | United States | USD | FLEX ADV2MTC 3X40X1 | 168.97 | EA | 2
534034GE32 | United States | USD | FLEXIBAR,ADV,6X40X1MM,GE, | 136.72 | EA | 10
RRH562G | Europe | USD | MOLD,2/0 CONC TO #8 REBAR | 373.05 | EA | 1
RRH56T2 | United States | USD | MOLD,CABLE TO REBAR,HORZ | 373.05 | EA | 1
569251 | United States | USD | UD400212AL | 21.06 | EA | 1
ECRV102C15U | United States | USD | GROUND ROD,ASSY,KIT,10 FT | 1602.73 | EA | 1
XACY7Y6 | Europe | USD | MOLD XACY7Y6 | 212.91 | EA | 1
HDVBR9FV8 | United States | USD | MOLD,CABLE TO VERT STL,VE | 289.29 | EA | 1
PB10RR532Q | United States | USD | MOLD,CABLE TO REBAR,HORZ | 153.72 | EA | 1
LPC32212 | United States | USD | BASE,CU,CAST TEE,1/2IN | 11.51 | EA | 1
A800A29 | United States | USD | CABLE,BARE,1/0 CONC CL D | 0.47 | EA | 0
PBB103JK001 | United States | USD | LUG,CU,1/2 X 3 X 4 W/(2) | 40.98 | EA | 5
534019VRM01 | United States | USD | FLEXIBAR,ADV,5X24X1MM,VRM | 121.57 | EA | 10
PB80QT6H85A | United States | USD | MOLD,CABLE TO RAIL,HORZ T | 697.55 | EA | 1
CAFCA2G20 | United States | USD | MOLD,CABLE TO HORZ IRON,H | 129.72 | EA | 1
EGBA14448CB | United States | USD | BAR,GRD BUS,1/4 X 4 X 48 | 555 | EA | 1
GYR181TW | United States | USD | MOLD,CABLE TO GRD ROD,VER | 349.77 | EA | 1
CATAN2C2C | United States | USD | MOLD,CABLE,HORZ TEE | 261.02 | EA | 1
HAAY2 | United States | USD | MOLD,CABLE TO HORZ STL,HO | 129.72 | EA | 1
PQLA120/240SP | United States | USD | POWERLOGICS, PRIVATE | 197.98 | EA | 1
LL20B1 | United States | USD | COUPLER,BOLTED,20MM #6 | 48.71 | EA | 1
534007DS03 | United States | USD | FLEXIBAR,ADV,4X15.5X0.8MM | 303.44 | EA | 5
534439 | Asia | USD | IBSB ADV 185-830-10-12 | 131.17 | EA | 2
EL16A2GV | United States | USD | COUPLER,LENTON,STANDARD, | 55.83 | EA | 1
EGBA14410AAT | United States | USD | BAR ASSY,GRD BUS,1/4X4X10 | 148 | EA | 1
RBT61012A | United States | USD | SLEEVE,CADWELD,#6 -2 T- | 70.48 | EA | 1
VBC2GV2 | United States | USD | MOLD,CABLE TO VERT STL,VE | 212.91 | EA | 1
TAC2V2VW | United States | USD | MOLD,CABLE,HORZ TEE | 273.39 | EA | 1
508103 | Asia | USD | FleXbus Sup. Kit/Edge 3P, 100 x 169 | 106.09 | EA | 1
PTC9F3Q | United States | USD | MOLD,CABLE, HORZ THRU PAR | 212.91 | EA | 1
534041PHM03 | United States | USD | FLEXIBAR,ADV,8X50X1MM,PHM | 162.9 | EA | 1
534026SE06 | United States | USD | FLEXIBAR,ADV,5X32X1MM,SE, | 213.18 | EA | 1
625815M0BULK | United States | USD | ROD,GRD,5/8X10,CU BONDED | 102999.99 | EA | 0
LPA30212V | United States | USD | BASE,CABLE,AND AIR TERMIN | 19.14 | EA | 1
534022LAM10 | United States | USD | FLEXIBAR,ADV,10X24X1,LAM, | 287.49 | EA | 10
534001LAM06 | United States | USD | FLEXIBAR,ADV,3X9X0.8,LAM, | 103.92 | EA | 10
45 | Asia | USD | WELDMETAL, F20 45 GM | 10.24 | EA | 100
555174 | United States | USD | BRAID,CU,TINNED,CUSTOM, | 109.33 | EA | 1
LPC321L12 | United States | USD | BASE,CU,PNT,1/2 THRD,STR | 55.24 | EA | 1
LPA5966 | United States | USD | CLAMP,PIPE,U-BOLT | 78.68 | EA | 1
PCC2G2L | United States | USD | MOLD,CABLE,HORZ TAP PARAL | 212.91 | EA | 1
VBC2Q | United States | USD | MOLD,CABLE TO VERT STL,VE | 212.91 | EA | 1
EGBA14424BFT | United States | USD | BUSBAR,GRD,CU1/4X4X24,BF, | 330 | EA | 1
633480 | Asia | USD | ROD,GRD,3/4X8,SEC,CU BOND | 64.43 | EA | 5
5234GW | United States | USD | WIRE,GRD,3/4,12MIL,COPPER | 20.83 | EA | 0
CSP1NMF600 | Asia | USD | COAXIAL SURGE PROTECTOR, N-TYPE MF 600V | 129.31 | EA | 1
PBWY7RH | United States | USD | MOLD,CABLE HORZ TO RAIL | 142.64 | EA | 1
VSC9FV5C | United States | USD | MOLD,CABLE TO VERT STL,45 | 212.91 | EA | 1
A238EC2S24RH | United States | USD | CLAMP,FENCE,4/0 X 24 IN | 289.31 | EA | 1
M2373X | United States | USD | FRAME,ASSY,3-PC W/BACKING | 200.14 | EA | 1
PGT1H1H | United States | USD | MOLD,CABLE,HORZ THRU PARA | 207.39 | EA | 1
PCC8D1G | United States | USD | MOLD,CABLE, HORZ TAP PARA | 212.91 | EA | 1
B117A | Asia | USD | DISK,STEEL,3/4 DIA | 0.13 | EA | 20
PB400PLUSF80 | United States | USD | CADWELD PLUS,#400,F80 | 33.74 | EA | 10
GTCP160Y3 | United States | USD | MOLD,CABLE TO GRD ROD,VER | 212.91 | EA | 1
TAC9E9EW | United States | USD | MOLD,CABLE,HORZ TEE | 273.39 | EA | 1
CAVHT1L4 | United States | USD | MOLD,CABLE TO VERT CAST I | 207.39 | EA | 1
534042L3MP | United States | USD | FLEXIBAR,BUSBAR,MTO, | 99999.99 | EA | 20
PBCT92WX | United States | USD | FRAME,WELDER,250KCM RLAY, | 610.13 | EA | 1
558584 | United States | USD | BRAID,SHUNT,INSULATED,IBS | 12 | EA | 12
LPA806 | Asia | USD | STRAP,AL,CABLE,5/8IN WIDE,TWO HOLE | 1.51 | EA | 1
559153 | United States | USD | PUNCH DIE M6 1/4 IN | 132.04 | EA | 1
CAHBA1V16 | United States | USD | MOLD,CABLE TO HORZ CAST I | 129.72 | EA | 1
LPP693 | United States | USD | REBAR,BONDING,ASSY,C137 | 157.94 | EA | 1
RBVB16575J | United States | USD | BASIN,POURING,#14 VERTICA | 681.22 | EA | 1
USC033EG | Asia | USD | OD 32.8 MM - 33.4 MM, DN 25 | 231.82 | EA | 100
FLXPAPG0008 | United States | USD | FLEXIBAR,ADV,4X80X1MM,APG | 623.469 | EA | 1
534048DSN01 | United States | USD | FLEXIBAR,ADV,10X63X1MM | 244.87 | EA | 1
GRC189F | United States | USD | MOLD,CABLE TO GRD ROD,VER | 212.91 | EA | 1
LACY3CAJ | United States | USD | MOLD,CABLE TO BUS/LUG,HOR | 212.91 | EA | 1
WTBRECS1 | United States | USD | RECEPTOR,SURFACE | 72.54 | EA | 1
A928K019 | United States | USD | NUT,HEX,3/8-16 S.S. | 0.75 | EA | 1
4010800EG | Asia | USD | #401 EG CLEVIS 8 | 5464.36 | EA | 100
TACY0Y4 | Europe | USD | MOLD TACY0Y4 | 212.91 | EA | 1
VBC3D | United States | USD | MOLD,CABLE TO VERT STL,VE | 212.91 | EA | 1
ML544 | United States | USD | PIN,QUICK-WEDGE,#4,DRIVE | 109.95 | EA | 1
534420 | Asia | USD | IBSB ADV 70-1030-8-10 | 65.77 | EA | 10
WD80 | United States | USD | HAMMER,DIE,1/0 CONC | 297.78 | EA | 1
EPD100HZ120240S | United States | USD | ERICO PROTECTION DEVICE, | 1637.75 | EA | 1
CAVSP2G | United States | USD | MOLD,CABLE TO VERT STL,45 | 233.95 | EA | 1
LU20DR16D | United States | USD | LENTON ULTIMATE,ANCHOR, | 9.65 | EA | 1
EL57TA2Q | United States | USD | COUPLER,LENTON STANDARD, | 145.41 | EA | 1
EL2825A12 | United States | USD | COUPLER,LENTON,A12,#9-#8 | 52.49 | EA | 1
SBPAC3G | United States | USD | CONNECTOR,PLUG TRACK,#8 X | 6.65 | EA | 200
HVSETM8 | United States | USD | WELD,SET,HV SET M8 | 12.93 | EA | 20
554790 | United States | USD | POLY,SLEEVE,50 M,BLACK, | 2.35 | MR | 1
HDSSC2C | United States | USD | MOLD,CABLE,HORZ,SPLICE | 212.91 | EA | 1
ECRV101T4U | United States | USD | GROUND ROD,ASSY,KIT,10FT, | 1633.28 | EA | 1
ERICORE011U | United States | USD | DOWNCONDUCTOR,LIGHTNING, | 1443.09 | EA | 1
534056 | Asia | USD | FLEX ADV2MTC 6X100X1 | 836.44 | EA | 1
EL22P9N | United States | USD | COUPLER,LENTON,SOURCED,P9 | 60.42 | EA | 1
534018GE14 | United States | USD | FLEXIBAR,ADV,4X24X1MM,GE, | 147.71 | EA | 10
XLTAC2Q2G | United States | USD | MOLD,CABLE,HORZ TEE | 252.73 | EA | 1
ECRH101T5U | United States | USD | GROUND ROD,ASSY,KIT,10FT, | 2104.45 | EA | 1
PQDM1111B208 | United States | USD | PQDM-4-2P-208V, FSPM1111B | 2721.18 | EA | 1
569201 | Asia | USD | DISTRIB. BLOCK UD6C500AL | 38.3 | EA | 450
VBC1VV3 | United States | USD | MOLD,CABLE TO VERT STL,VE | 212.91 | EA | 1
LPC245LST | United States | USD | POINT,CU,BLUNT,5/8IN X | 108.64 | EA | 1
561170 | Asia | USD | POWER BLOCK SB2C 250 | 57.1 | EA | 1
PTFP9P9 | United States | USD | MOLD,CABLE,HORZ THRU PARA | 507.28 | EA | 1
510130 | United States | USD | BRAID,CU,TINNED,50 M LG, | 3.16 | MR | 1
RBHSB12065J | United States | USD | BASIN,POURING,#14 HORIZ. | 570.44 | EA | 1
LPC416 | United States | USD | POINT,CU,BARE,INDUSTRIAL | 258.84 | EA | 1
S90-03-33 | United States | USD | TDS2502SR560A | 249.69 | EA | 1
SBS8LINSUL | United States | USD | BOND STRAND,INSUL,S8 3/16 | 2.33 | EA | 500
PB56HDXB2Q2Q | United States | USD | MOLD,CABLE,HORZ X LAPPED | 325.89 | EA | 1
TACY5Y4 | United States | USD | MOLD,CABLE,HORZ TEE | 212.91 | EA | 1
LPC502A | Asia | USD | SPLICE,CABLE,STAMPED ASSEMBLY | 13.32 | EA | 1
XACY3Y2 | United States | USD | MOLD,CABLE,HORZ X SAME PL | 212.91 | EA | 1
EGBA14612CC | United States | USD | BAR,GRD BUS,1/4 X 6 X 12 | 216 | EA | 1
XADY9Y7 | Europe | USD | MOLD XADY9Y7 | 451.38 | EA | 1
ERICORE090U | United States | USD | DOWNCONDUCTOR,LIGHTNING, | 11807.034 | EA | 1
542030 | United States | USD | ISO TP 30 MM8X17/FM8X8 | 2.98 | EA | 25
LPA559 | United States | USD | CLAMP,AL,CAST,BONDING, | 12.69 | EA | 1
EL22A2D6 | United States | USD | COUPLER,LENTON,#7 TERMINA | 43.74 | EA | 1
534027RW18 | United States | USD | FLEXIBAR,ADV,6X32X1MM,RW, | 280.46 | EA | 1
VSCY4V8C | Europe | USD | MOLD VSCY4V8C | 212.91 | EA | 1
534056ABB13 | United States | USD | FLEXIBAR,ADV,6X100X1,ABB, | 397.65 | EA | 1
CAHCA1G | United States | USD | MOLD,CABLE TO HORZ STL,HO | 129.72 | EA | 1
LPA810S | United States | USD | HOLDER,CABLE,STAMPED,FING | 0.94 | EA | 1
GLCEE2W | United States | USD | MOLD,CABLE TO LUG,HORZ SP | 212.91 | EA | 1
300PLUSF20 | United States | USD | CADWELD PLUS,#300,F20 | 55.6 | EA | 10
10115 | United States | USD | HANDLE,FRAME COMPONENT | 1703.53 | EA | 1
PQD277MA | United States | USD | MODULE, TD,277V,50KA,TDSA | 516.59 | EA | 1
BMCFALFAL | Europe | USD | MOLD BMCFALFAL | 212.91 | EA | 1
UTB30SPGM | United States | USD | PROTECTOR,SURGE,UTB REPLA | 129.05 | EA | 1
TSF20A240V | United States | USD | FILTER, SURGE, 1PH, 240VA | 489.17 | EA | 1
SSC3G | United States | USD | MOLD,CABLE,HORZ SPLICE | 212.91 | EA | 1
NDR18Y1 | United States | USD | MOLD,CABLE TO GRD ROD,HOR | 289.29 | EA | 1
FLXPSHL0007 | United States | USD | FLEXIBAR,ADV,5X20X1MM,SHL | 99.858 | EA | 1
GPECCEK0242C036 | United States | USD | ELECTRODE,GRD PLATE,1/4X | 1076.1 | EA | 1
PB10SS3D | United States | USD | MOLD,CABLE,HORZ SPLICE | 208.86 | EA | 1
534034ARZ18 | United States | USD | FLEXIBAR,ADV,6X40X1MM,ARZ | 248.02 | EA | 10
TDX50C120/240 | Asia | USD | PROTECTOR,SURGE,TDX50C,2P,120/240V,3W+G, | 524.87 | EA | 1
LK40 | United States | USD | COUPLER,LENTON INTERLOK, | 158.1 | EA | 1
534029ABB26 | United States | USD | FLEXIBAR,ADV,10X32X1,ABB, | 217.74 | EA | 5
182001 | United States | USD | CAT16HPE-INS, 25 MM | 8.66 | EA | 50
HDXBM2G2GW | United States | USD | MOLD,CABLE,HORZ X LAPPED | 730.52 | EA | 1
RDH551L | United States | USD | MOLD,CABLE TO REBAR,HORZ | 373.05 | EA | 1
B2516BLH | United States | USD | HINGE ASSY,HOLDER, | 26.44 | EA | 1
ERICORE048T | United States | USD | DOWNCONDUCTOR,LIGHTNING, | 8217.65 | EA | 1
GRC221K | United States | USD | MOLD,CABLE TO GRD ROD,VER | 212.91 | EA | 1
LPP743 | United States | USD | PROTECTOR,PVC,CABLE,TO | 29.17 | EA | 1
563350 | United States | USD | BRAID,PREFAB,200X28X2.5MM | 10.85 | EA | 10
CP38 | United States | USD | CLAMP,GRD ROD,STL BRZ,STA | 3.96 | EA | 100
47858240AEP | United States | USD | ROD,GRD,5/8,CU PLATED,15 | 190.27 | EA | 0
GRC182G | United States | USD | MOLD,CABLE TO GRD ROD,VER | 212.91 | EA | 1
LPC206LST | United States | USD | POINT,CU,BLUNT,3/8IN X 30 | 54.69 | EA | 1
XLB961A1 | United States | USD | FILTER,EXOLON,2 IN DIA X | 3.37 | EA | 1
LPC228 | Asia | USD | POINT,CU,1/2IN X 48IN NICKEL PLATED | 184.43 | EA | 1
534046SPV01 | United States | USD | FLEXIBAR,ADV,6X63X1, SPV | 535.09 | EA | 1
534009 | Asia | USD | FLEX ADV2MTC 10X15,5X0,8 | 218.13 | EA | 4
RDH582Q | United States | USD | MOLD,CABLE TO REBAR,HORZ | 373.05 | EA | 1
LPC624A12 | United States | USD | ADAPTER,CU,THRU-ROOF, | 90.25 | EA | 1
LPC228B | Asia | USD | POINT,CU,BARE,1/2IN X 48IN | 97.76 | EA | 1
XL45 | United States | USD | WELD METAL,ALLOY,F20,EXOL | 61.46 | EA | 4
RDM522L | United States | USD | MOLD,CABLE TO REBAR,HORZ | 649.88 | EA | 1
XLPHJ3Q3Q | United States | USD | MOLD,CABLE,VERT THRU | 1502.06 | EA | 1
GTC16T3 | United States | USD | MOLD,CABLE TO GRD ROD,VER | 212.91 | EA | 1
TAC3D3DL | United States | USD | MOLD,CABLE,HORZ TEE | 231.1 | EA | 1
TAC9F2G | United States | USD | MOLD,CABLE,HORZ TEE | 212.91 | EA | 1
VSC2VV3.50 | United States | USD | MOLD,CABLE TO VERT STL,45 | 212.91 | EA | 1
HAA1E11C | United States | USD | MOLD,CABLE TO HORZ STL,HO | 129.72 | EA | 1
RGC52Y3 | United States | USD | MOLD,CABLE TO REBAR,HORZ | 212.91 | EA | 1
RRH602Q | United States | USD | MOLD,CABLE TO REBAR,HORZ | 373.05 | EA | 1
VVC1HV3 | United States | USD | MOLD,CABLE TO VERT STL,VE | 212.91 | EA | 1
LECT3CAJ | United States | USD | MOLD,CABLE TO BUS/LUG,HOR | 212.91 | EA | 1
ECRV012Q1DB | United States | USD | GROUND ROD,ASSY,1 FT,VER | 972.45 | EA | 1
B22101 | United States | USD | CRUCIBLE/FRAME,ASSY | 1154.29 | EA | 1
534034GE33 | United States | USD | FLEXIBAR,ADV,6X40X1MM,GE, | 140.23 | EA | 10
LPC619 | Asia | USD | CONNECTOR,CU,UNIVERSAL THRU WALL,CU TO | 99.61 | EA | 1
A109BD | United States | USD | CABLE,SAMPLE,6 IN LONG,#6 | 6.12 | EA | 1
FLXPJW0004 | United States | USD | FLEXIBAR,ADV,10X63X1,JW | 483.91 | EA | 1
RJE571H | United States | USD | MOLD,CABLE TO REBAR,VERT | 596.26 | EA | 1
GYR16Y7 | United States | USD | MOLD,CABLE TO GRD ROD,VER | 289.29 | EA | 1
634400UM01 | United States | USD | ROD,GRD,1X10,SECT,CU BOND | 354 | EA | 0
GTC152Q | United States | USD | MOLD,CABLE TO GRD ROD,VER | 212.91 | EA | 1
GTC338C | United States | USD | MOLD,CABLE TO GRD ROD,VER | 212.91 | EA | 1
557670 | United States | USD | BRAID,CU,TINNED,.15MM DIA | 30.6 | MR | 1
534020SER02 | United States | USD | FLEXIBAR,ADV,6X24X1MM,SER | 84.79 | EA | 1
INTCPTSIIER2 | Europe | USD | ADAPTER, SII TO ER2 MAST | 98.73 | EA | 1
171500 | United States | USD | CLIP, 4H24ST3 | 1.59 | EA | 100
PB13ST2Q40ASRH | United States | USD | MOLD,CABLE TO RAIL,HORZ T | 208.86 | EA | 1
534026SE07 | United States | USD | FLEXIBAR,ADV,5X32X1MM,SE, | 336.75 | EA | 1
534033PMR01 | United States | USD | FLEXIBAR,ADV,5X40X1, PMR | 86.72 | EA | 10
S1V16M | United States | USD | MOLD,HV CABLE SPLICE,HORZ | 872.83 | EA | 1
LEKJ6JANALH | United States | USD | MOLD,CABLE TO BUS/LUG,HOR | 966.13 | EA | 1
PCC2C1L | United States | USD | MOLD,CABLE, HORZ TAP PARA | 212.91 | EA | 1
MBA22CCL | United States | USD | MOLD,BLANK,3 X 3 X 7 1/2 | 198.81 | EA | 1
T422A | Europe | USD | INSPECTION PIT, TIER 22, | 1035.39 | EA | 0
GTC332QW | United States | USD | MOLD,CABLE TO GRD ROD,VER | 273.39 | EA | 1
534028 | United States | USD | FLEX ADV2MTC 8X32X1 | 294.1 | EA | 2
B187C05LH | United States | USD | FRAME,ASSY,5X4 K PRICE | 441.89 | EA | 0
GYR182GW | United States | USD | MOLD,CABLE TO GRD ROD,VER | 349.77 | EA | 1
TACY9Y2 | United States | USD | MOLD,CABLE,HORZ TEE | 212.91 | EA | 1
EL32P9SS | United States | USD | COUPLER,LENTON POSITION, | 453.74 | EA | 1
XAC2L2L | United States | USD | MOLD,CABLE,HORZ X SAME PL | 212.91 | EA | 1
PGCY2 | United States | USD | MOLD,CABLE, HORZ THRU PAR | 212.91 | EA | 1
508002 | Asia | USD | FleXbus Cond., 220 mm?, 4,000 mm | 319.2 | EA | 1
HDTAC2C2CW | United States | USD | MOLD,CABLE,HORZ TEE | 273.39 | EA | 1
ERICORE026U | United States | USD | DOWNCONDUCTOR,LIGHTNING, | 3410.94 | EA | 1
EL12BAC | United States | USD | PROTECTOR,LENTON,BREAK AW | 0.58 | EA | 100
B548A93 | United States | USD | KIT,MOUNT,HARDWARE,INSUL/ | 14.02 | EA | 1
A811A26F20 | United States | USD | STOCK,BAR,CU,26GA X 2 IN | 25 | EA | 1
HSC3Q002 | United States | USD | MOLD,CABLE TO HORZ STL,HO | 212.91 | EA | 1
554365 | United States | USD | BRAID,EARTH,SS,70MM2,CPI | 22.13 | EA | 10
PB53DFEH001LH | United States | USD | MOLD,BUS TO VERT STL,HORZ | 507.28 | EA | 0
HSCY8 | Europe | USD | MOLD HSCY8 | 212.91 | EA | 1
534007DS02 | United States | USD | FLEXIBAR,ADV,4X15.5X0.8MM | 307.46 | EA | 5
534041PHM13 | United States | USD | FLEXIBAR,ADV,8X50X1MM,PHM | 202.84 | EA | 1
GR1162GPLUS | Asia | USD | ONE SHOT PLLUS,2/0 CONC TO 5/8 ROD,GR | 25.17 | EA | 0
B548A88 | United States | USD | MOUNTING,KIT,1/2-5/8X1-2W | 24.65 | EA | 1
CAVST1GA | United States | USD | MOLD,CABLE TO VERT STL,45 | 207.39 | EA | 1
534010SE49 | United States | USD | FLEXIBAR,ADV,2X20X1,SE | 64.93 | EA | 1
SSPD2P1M150 | United States | USD | SSPD, TWO PHASE, | 370.46 | EA | 1
LPC535 | United States | USD | PLATE,CU,STAMPED,CURVED | 27.68 | EA | 1
RBW34311 | United States | USD | BRUSH,CLEANING,#11 | 1220.02 | EA | 1
PCC3Q2P | United States | USD | MOLD,CABLE, HORZ TAP PARA | 212.91 | EA | 1
534126 | United States | USD | BUSBAR,FLEXIBLE,ADVANCED, | 300.3 | EA | 2
VBR3QV4 | United States | USD | MOLD,CABLE TO VERT STL,VE | 289.29 | EA | 1
EL36D6SS | United States | USD | COUPLER,LENTON TERMINATOR | 180.26 | EA | 1
EGBA14224BBT | United States | USD | BAR,GRD BUS,1/4 X 2 X 24 | 234 | EA | 1
SBNT1161L | United States | USD | ONE-SHOT,CABLE TO GRD ROD | 23.83 | EA | 6
PB10PC2Q2Q | United States | USD | MOLD,CABLE,HORZ TAP PARAL | 153.72 | EA | 1
633480PP01 | United States | USD | ROD,GRD,3/4X8,SEC,CU BOND | 63.2 | EA | 0
LXC1G001 | United States | USD | MOLD,CABLE TO BUS/LUG,HOR | 212.91 | EA | 1
534052NEX04 | United States | USD | FLEXIBAR,ADV,8X80X1,NEX | 653.79 | EA | 1
CAFCA2C24 | United States | USD | MOLD,CABLE TO HORZ PIPE,H | 129.72 | EA | 1
LANRJ45C6P | Asia | USD | PROTECTOR, DATA, EQUIP, RJ45, CAT6, POE | 184.87 | EA | 0
LPC201B | Asia | USD | POINT,CU,BARE,3/8IN X 10IN | 24.95 | EA | 1
SPDC200120/208 | United States | USD | PROTECTOR,SURGE,TDX200C,3 | 5742.77 | EA | 1
GFCP120Y3 | United States | USD | MOLD,CABLE TO GRD ROD,HOR | 212.91 | EA | 1
508025 | United States | USD | BRAID,FLEXIBLE, | 860.23 | EA | 1
POOLMESH350 | United States | USD | MESH,GRD,3 FT X 50 FT, | 616.7 | EA | 1
LPC664BI | United States | USD | CONNECTION,THRU,ROOF,BI C | 102.07 | EA | 1
RBWS22777 | United States | USD | CRUCIBLE,GRAPHITE,7 IN | 720.45 | EA | 1
VBC2LW | United States | USD | MOLD,CABLE TO VERT STL,VE | 233.07 | EA | 1
CAHAA1B | United States | USD | MOLD,CABLE TO HORZ STL,HO | 129.72 | EA | 1
RWE591V | United States | USD | MOLD,CABLE TO REBAR,VERT | 596.26 | EA | 1
200PLUSF20 | United States | USD | CADWELD PLUS,#200,F20 | 34.41 | EA | 10
IDSR5 | United States | USD | CLIP,SUPPORT,15/16 GRID 5 | 1159.79 | EA | 10
561138 | Asia | USD | SBEC DIN RAIL END CAP | 3.69 | EA | 100
LPC30458 | United States | USD | PLATE,STAMPED,AIR TERMINA | 40.59 | EA | 1
LPA247ST | United States | USD | POINT,AL,BLUNT,5/8 X 36IN | 25.25 | EA | 1
534056IPPS01 | United States | USD | FLEXIBAR,ADV,6X100X1,IPPS | 257.08 | EA | 1
LPC345L58 | United States | USD | BASE,CU,CAST,RIDGE, | 84.08 | EA | 1
RWR521V | United States | USD | MOLD,CABLE TO REBAR,VERT | 289.29 | EA | 1
FLXPABB0007 | United States | USD | FLEXIBAR,ADV,10X40X1,ABB, | 364.89 | EA | 1
B180D1 | United States | USD | SCREW,SUBASSY,ADJUSTING, | 29.47 | EA | 0
EL32P8 | United States | USD | COUPLER,LENTON,POSITION, | 136.95 | EA | 1
500 | Asia | USD | WELDMETAL, F20 500 GM | 76.12 | EA | 10
SPDS400120/240 | United States | USD | PROTECTOR,SURGE,TDX400S,3 | 5281.29 | EA | 1
S1V72 | United States | USD | MOLD,HV CABLE SPLICE,HORZ | 1692.77 | EA | 1
EGBA14220DGT | Europe | USD | GRD BAR ASSY,1/4INX2INX20 | 198 | EA | 1
534051 | United States | USD | FLEX ADV2MTC 6X80X1 | 690.57 | EA | 1
LPC425 | United States | USD | POINT,CU,BARE,INDUSTRIAL | 285.64 | EA | 1
LQRCAJ18 | United States | USD | MOLD,CABLE TO BUS/LUG, | 289.29 | EA | 0
XACT4 | United States | USD | MOLD,CABLE,HORZ X SAME PL | 212.91 | EA | 1
ELPG1.25 | United States | USD | LENTON, PROFILE GAGE, | 115.9 | EA | 1
HVR12CUV6HQ | United States | USD | MOLD,STUD TO VERT STL, | 289.29 | EA | 1
B165RS | United States | USD | RECEPTACLE,GRD,ASSY,W/ RE | 86.48 | EA | 0
GTC182C | United States | USD | MOLD,CABLE TO GRD ROD,VER | 212.91 | EA | 1
534036GE01 | United States | USD | FLEXIBAR,ADV,10X40X1MM,GE | 254.99 | EA | 10
TR58EP | United States | USD | GROUND ROD,PROTECTOR,5/8 | 13.26 | EA | 100
RBC1176B | United States | USD | MATERIAL,FILLER,#11 C-SER | 35.67 | EA | 1
LJCFALT3 | United States | USD | MOLD,CABLE TO BUS/LUG,HOR | 212.91 | EA | 1
CAVHT1G24 | United States | USD | MOLD,CABLE TO VERT CAST | 207.39 | EA | 1
554304 | United States | USD | BRAID,EARTH,SS,25MM2,CPI | 21.67 | EA | 10
LPC433 | United States | USD | BASE,CU,BARE,5/8 POINT | 159.29 | EA | 1
LAC1T001 | United States | USD | MOLD,CABLE TO BUS/LUG,HOR | 212.91 | EA | 1
XAC2V2V | United States | USD | MOLD,CABLE,HORZ X SAME PL | 212.91 | EA | 1
RCE552QM | United States | USD | MOLD,CABLE TO REBAR,VERT | 431.58 | EA | 1
RHC521G | United States | USD | MOLD,CABLE TO REBAR,HORZ | 212.91 | EA | 1
554330 | United States | USD | BRAID,EARTH,SS,35MM2,CPI | 27.99 | EA | 10
PB13ST2L175CRRH | United States | USD | MOLD,CABLE TO RAIL,HORZ T | 208.86 | EA | 1
A929H001 | Asia | USD | WASHER,SEALING,#10 NEOPRENE | 1.28 | EA | 0
SSC2C1V | United States | USD | MOLD,CABLE,HORZ SPLICE | 212.91 | EA | 1
LPC2842F5M | United States | USD | ADAPTER,CU,SWIVEL,1/2IN | 45.97 | EA | 1
LPC280L58F | United States | USD | ADAPTER,CU,5/8IN,FEMALE | 24.1 | EA | 1
PBK262 | United States | USD | KIT,RAIL,MOLD AND HARDWAR | 697.55 | EA | 1
568660 | United States | USD | BAR,EARTH,44 TERMINAL | 37.78 | EA | 1
EGBA14224EET | United States | USD | BAR,ASSY,GRD,BUS,1/4 X 2 | 234 | EA | 1
GTCP190Y3 | Europe | USD | MOLD GTCP190Y3 | 212.91 | EA | 1
TDX200M240D | Asia | USD | PROTECTOR,SURGE,240V DELTA 3W+G,200KA/P | 2661.12 | EA | 1
B540C602 | United States | USD | BUSBAR,ASSY,3/8X20-1/2X8 | 409.34 | EA | 1
EGBA38212EE | United States | USD | BAR,GRD BUS,3/8 X 2 X 12 | 108 | EA | 1
GYR163A | United States | USD | MOLD,CABLE TO GRD ROD,VER | 289.29 | EA | 1
LPC570L | Europe | USD | BOLT,U,CASTING ASSEMBLY | 43.78 | EA | 1
TAC2G8B | United States | USD | MOLD,CABLE,HORZ TEE | 212.91 | EA | 1
285124L2 | United States | USD | KIT,FLEXIBBAR,LAM | 649.796 | EA | 10
LNEEK2Q | United States | USD | MOLD,CABLE TO BUS/LUG,VER | 596.26 | EA | 1
VSC9K | United States | USD | MOLD,CABLE TO VERT STL,45 | 212.91 | EA | 1
562010 | Asia | USD | DISTRIBUTION KIT TR 400A | 151.5 | EA | 1
ERICORE045U | United States | USD | DOWNCONDUCTOR,LIGHTNING, | 5903.52 | EA | 1
633460 | United States | USD | GROUND ROD,CU CLAD,SECTIO | 50.47 | EA | 5
M336 | United States | USD | FRAME,WELDER,ASSY | 470.77 | EA | 1
TAC2V2QW | United States | USD | MOLD,CABLE,HORZ TEE | 273.39 | EA | 1
LJCLG2Q | United States | USD | MOLD,CABLE TO BUS/LUG,HOR | 212.91 | EA | 1
534034L3MP | United States | USD | FLEXIBAR,BUSBAR,MTO, | 331.5 | EA | 100
EGBA14206EC | United States | USD | BAR,GRD BUS,1/4 X 2 X 6 | 60 | EA | 1
RRH562L | United States | USD | MOLD,CABLE TO REBAR,HORZ | 373.05 | EA | 1
LAC3DGG | United States | USD | MOLD,CABLE TO BUS/LUG,HOR | 212.91 | EA | 1
MS/INST | United States | USD | QUICK SALE | 0.59 | EA | 0
635800HA01UL | United States | USD | ROD,GRD,5/8X10,CU CLAD,10 | 28.97 | EA | 5
RBWS1467G | United States | USD | BASIN,POURING,#14 TO #11 | 233.68 | EA | 1
ELFB20X020 | United States | USD | LENTON FORM SAVER BOLT, | 14.22 | EA | 1
534416 | Asia | USD | IBSB ADV 70-430-8-10 | 31.42 | EA | 10
BADEM | United States | USD | MOLD,BUS BAR,HORZ SPLICE | 451.38 | EA | 1
EL32S1P80572 | United States | USD | COUPLER,LENTON,POSITION, | 163.4 | EA | 1
550180 | United States | USD | BUSBAR TCB 30X10X1000 | 510.92 | EA | 4
PBHVT20P120A1M | United States | USD | MOLD,STUD TO VERT STL | 112.36 | EA | 1
534416 | United States | USD | IBSB ADV 70-430-8-10 | 31.42 | EA | 10
534039L3MP | United States | USD | FLEXIBAR,BUSBAR,MTO, | 99999.99 | EA | 2
CAHBA1G12M | United States | USD | MOLD,CABLE TO HORZ CAST I | 79.78 | EA | 1
B101GG003 | United States | USD | LUG,CU,3/8 X 1 1/2 W/ONE | 48.74 | EA | 1
GBF22HQ | United States | USD | MOLD,GRD ROD TO ROD,RECEP | 507.28 | EA | 1
LPC247LST | United States | USD | POINT,CU,BLUNT,5/8IN X 36 | 158.27 | EA | 1
561171 | Asia | USD | POWER BLOCK SBF 250 | 36.44 | EA | 120
MBFRP4.6M | Asia | USD | MAST BASE,FOR 4.6M FRP MAST | 388.33 | EA | 1
A239HC2SX2QYL01 | United States | USD | CLAMP,ASSY,FENCE&GATE,4/0 | 443.8 | EA | 1
S429F5A24 | United States | USD | SLEEVE,CU,FLARED,1000 RLA | 8.56 | EA | 25
SBGT1161L | United States | USD | ONE-SHOT,CABLE TO GRD ROD | 16.87 | EA | 6
ELBEG36AHTCA | United States | USD | LENTON,BAR END GAGE,36MM, | 327.61 | EA | 1
635800 | Asia | USD | GROUND ROD, SECTIONAL 5/8" X 10' | 50.21 | EA | 5
SBTBCU4CB | United States | USD | BOND,BOOTLEG,3/16,WITH CO | 9.97 | EA | 1
561540 | Asia | USD | SUPPORT UBS 3/10 TN 160 | 368.93 | EA | 1
USC048EG | Asia | USD | OD 47.6 MM - 48.3 MM, DN 40 | 362.79 | EA | 100
LPS228 | Europe | USD | POINT,SS,1/2IN X 48IN | 46.41 | EA | 1
556960NEX | United States | USD | BRAID,PREFAB,500X23X2MM, | 3.99 | EA | 100
PDCUC | United States | USD | DOWNCONDUCTOR,SADDLE, | 1.12 | EA | 1
LK6STHD | United States | USD | COUPLER,INTERLOK,#6W/STHD | 88.09 | EA | 1
HCA1V | United States | USD | MOLD,CABLE TO HORZ STL,HO | 129.72 | EA | 1
LPC137L250 | United States | USD | CABLE,CU,CONCENTRIC,37STR | 22.76 | EA | 250
LQJJH2Q | United States | USD | MOLD,CABLE TO BUS/LUG, | 882.44 | EA | 1
EL12CPPSW | United States | USD | LENTON,PLUG,PLASTIC,STEEL | 5.04 | EA | 25
PTC1G9C | United States | USD | MOLD,CABLE,HORZ THRU PARA | 212.91 | EA | 1
XACY9Y4 | United States | USD | MOLD,CABLE,HORZ X SAME PL | 212.91 | EA | 1
RBHB19040F | United States | USD | BASIN,POURING,#11 HORIZ. | 515.06 | EA | 1
VSC2JV1.25HQ | United States | USD | MOLD,CABLE TO VERT STL,45 | 212.91 | EA | 1
E1UTKIT | United States | USD | TERMINATION,KIT,UPPER,E1 | 394.27 | EA | 1
TDX300S277/480 | United States | USD | PROTECTOR,SURGE,TDX300S | 3997.98 | EA | 1
CA65PLUSXF19 | United States | USD | CADWELD PLUS,#65,XF19, | 16.99 | EA | 20
GEM25AELK | United States | USD | GROUND ENHANCEMENT MATL | 57.9 | EA | 1
SBB2700A2B10 | Europe | USD | TERMINAL BLOCK ASSY,EPP, | 27.73 | EA | 20
SBPAJB46 | United States | USD | BOND,PLUG,S5 46 LONG | 16.54 | EA | 50
TACY5Y2 | United States | USD | MOLD,CABLE,HORZ TEE | 212.91 | EA | 1
FJ2Q16 | United States | USD | JUMPER,SWAGED,4/0 CONC, | 61.88 | EA | 1
EGBA14213NN | United States | USD | BAR,GRD BUS,1/4 X 2 X 13, | 109 | EA | 1
556820 | United States | USD | BRAID,CU,FLAT,250 AMPS | 6.96 | EA | 10
555069 | United States | USD | BRAID,ASSY,CU,CUSTOM,3X46 | 597.06 | EA | 1
SS400HW | United States | USD | PROTECTOR,SURGE PROTECTOR | 195.95 | EA | 1
TAC9J9B | United States | USD | MOLD,CABLE,HORZ TEE | 212.91 | EA | 1
285031A | United States | USD | KIT,FLEXIBBAR,LAM | 492.691 | EA | 1
A130AEWTB01 | United States | USD | TUBING,SHRINK,6 IN LONG | 8.25 | EA | 1
TAC1T1G | United States | USD | MOLD,CABLE,HORZ TEE | 212.91 | EA | 1
EL36P24L | United States | USD | COUPLER,LENTON,POSITION, | 114.22 | EA | 1
M912 | Asia | USD | CLIP,FLANGE,9/16 T0 3/4 HAMMER ON | 266.88 | EA | 0
4785001PS | United States | USD | ROD,GRD,5/8,CU PLATED,15 | 174.07 | EA | 1
553080 | United States | USD | PLATE,BIMETALLIC,BMS100, | 29.1 | EA | 10
534038ABB03 | United States | USD | FLEXIBAR,ADV,4X50X1MM,ABB | 71.76 | EA | 10
VBCY6 | United States | USD | MOLD,CABLE TO VERT STL,VE | 212.91 | EA | 1
561580 | United States | USD | METAL SPACER M4 X 20 | 0.65 | EA | 100
FLXPHDQ0002 | United States | USD | FLEXIBAR,ADV,10X80X1,HDQ, | 669.28 | EA | 1
EL12D6ES | United States | USD | COUPLER,LENTON TERMINATOR | 12.89 | EA | 1
TDX200S480D | United States | USD | PROTECTOR,SURGE,TDX200S,3 | 2641.16 | EA | 1
VSC2G | United States | USD | MOLD,CABLE TO VERT STL,45 | 212.91 | EA | 1
GLCDE2L | United States | USD | MOLD,CABLE TO LUG,HORZ | 212.91 | EA | 1
PSD6H | United States | USD | MOLD,CABLE,PULL SPLICE | 451.38 | EA | 1
RDH541H | United States | USD | MOLD,CABLE TO REBAR,HORZ | 373.05 | EA | 1
VVR2QV4 | United States | USD | MOLD,CABLE TO VERT STL,VE | 289.29 | EA | 1
VSCY3 | United States | USD | MOLD,CABLE TO VERT STL,45 | 212.91 | EA | 1
534007EA01 | United States | USD | FLEXIBAR,ADV,4X15.5X0.8MM | 90.41 | EA | 10
ECRH102V4UB | United States | USD | GROUND ROD,ASSY,10FT,HORZ | 1386.54 | EA | 1
613480HA01UL | United States | USD | ROD,GRD,3/4X8,CU CLAD,10 | 35.7 | EA | 5
VTC3DHQ | United States | USD | MOLD,CABLE TO VERT STL, | 212.91 | EA | 1
FLXPLAM0073 | Asia | USD | 718-A58327-001 | 147.34 | EA | 1
557210 | Asia | USD | BRAID, FTCB15-5 | 4.44 | MT | 1
VFF3Q | United States | USD | MOLD,CABLE TO VERT STL,VE | 507.28 | EA | 1
EL2216A2Q | United States | USD | COUPLER,LENTON,STANDARD, | 42.64 | EA | 1
RBTSA9040C | United States | USD | BASIN,POURING,#8 HORIZ | 570.44 | EA | 1
VBC2GV1.25 | United States | USD | MOLD,CABLE TO VERT STL,VE | 212.91 | EA | 1
548410 | United States | USD | INSULATOR,BUSBAR ISO TP20 | 1.34 | EA | 50
SB013208 | United States | USD | GUARD,PULLEY | 139.16 | EA | 1
715370 | United States | USD | DEVICE,TENSION,BSK-2 | 1782.47 | EA | 1
EGBA14112HH | United States | USD | BAR ASSY,GRD BUS,1/4X1X12 | 78 | EA | 0
LPC807L | United States | USD | STRAP,CABLE,CU,1 IN PIPE | 18.29 | EA | 1
VSC1HV8C | United States | USD | MOLD,CABLE TO VERT STL,45 | 212.91 | EA | 1
HKH1V1 | United States | USD | MOLD,CABLE,TO HORZ STL PI | 373.05 | EA | 1
GT1181G | United States | USD | ONE-SHOT,CABLE TO GRD ROD | 24.13 | EA | 6
534025L3MP | United States | USD | FLEXIBAR,BUSBAR,MTO, | 189.01 | EA | 100
FLXPLAM0100 | United States | USD | FLEXIBAR,ADV,2X15.5X0.8MM | 454.28 | EA | 1
TAC2G1G | United States | USD | MOLD,CABLE,HORZ TEE | 212.91 | EA | 1
PLUSCU2L15 | United States | USD | CADWELD PLUS CONTROL UNIT | 525.49 | EA | 1
LPC347L38 | United States | USD | BASE,CU,PNT,3/8 THRD,CAST | 94.99 | EA | 1
LPC682 | Europe | USD | PLATE,CU,CAST GROUND | 344.96 | EA | 1
PB10GR182Q | United States | USD | MOLD,CABLE TO GRD ROD,VER | 153.72 | EA | 1
551250 | United States | USD | INSULATI SUPPORT BS400A | 32.99 | EA | 2
LACY6CAL | United States | USD | MOLD,CABLE TO BUS/LUG,HOR | 212.91 | EA | 1
EGBB14324CB | United States | USD | BUSBAR,GRD,CU,1/4X3X24,CB | 230 | EA | 1
SSCA8 | United States | USD | MOLD,CABLE,HORZ SPLICE | 212.91 | EA | 1
534056RW30 | United States | USD | FLEXIBAR,ADV,6X100X1,RW, | 250.11 | EA | 1
XBQ2Q9E | United States | USD | MOLD,CABLE,HORZ X LAPPED | 406.5 | EA | 1
534029ABB11 | United States | USD | FLEXIBAR,ADV,10X32X1,ABB, | 144.49 | EA | 5
VBC1TV5C | United States | USD | MOLD,CABLE TO VERT STL,VE | 212.91 | EA | 1
GRC181Q | United States | USD | MOLD,CABLE TO GRD ROD,VER | 212.91 | EA | 1
LPC203B | United States | USD | POINT,CU,BARE,3/8IN X | 22.22 | EA | 1
LPA249ST120 | United States | USD | POINT,AL,BLUNT,5/8 X 120 | 73.52 | EA | 1
631303 | Europe | USD | EARTH ROD,CU BOND,THREAD | 53.64 | EA | 5
LJCPALY7 | United States | USD | MOLD,CABLE TO BUS/LUG, | 212.91 | EA | 1
B541C049T | United States | USD | BUSBAR,ASSY,1/4X1X42, | 368.06 | EA | 1
EL22D6GV | United States | USD | ANCHOR,LENTON TERMINATOR, | 100.97 | EA | 1
GLCCE1T | United States | USD | MOLD,CABLE TO LUG,HORZ SP | 212.91 | EA | 1
TACY9Y0 | United States | USD | MOLD,CABLE,HORZ TEE | 212.91 | EA | 1
CC5A20INS | Europe | USD | INSUL COMP CABLE,154 STR | 2691.82 | MT | 0
LPC571 | Europe | USD | BOLT,U,CABLE SPLICER CAST | 49.2 | EA | 1
PTC3A2LW | United States | USD | MOLD,CABLE, HORZ THRU PAR | 253.23 | EA | 1
534034GE59 | United States | USD | FLEXIBAR,ADV,6X40X1MM,GE, | 297.4 | EA | 10
611380SG01 | United States | USD | GROUND ROD,COPPERBONDED,1 | 19.98 | EA | 5
534502 | United States | USD | IBS ADV 25-430-8-10 | 13.34 | EA | 10
UTB15SPG | United States | USD | PROTECTOR,SURGE,UTB,1PAIR | 175.85 | EA | 1
FLXPABB0079 | United States | USD | FLEXIBAR,ADV,8X32X1,ABB | 257.09 | EA | 1
MBF06 | United States | USD | MOLD,BLANK,HOLD DOWN 45WM | 507.28 | EA | 1
PVT11000R | United States | USD | PV TYPE 1, 1000VDC | 389.63 | EA | 1
FLXPLAM0110 | Asia | USD | 718-A57351-001 | 385.47 | EA | 1
VBC9H | United States | USD | MOLD,CABLE TO VERT STL,VE | 212.91 | EA | 1
XACY4Y6 | United States | USD | MOLD,CABLE,HORZ X SAME PL | 212.91 | EA | 1
615900 | United States | USD | ROD,GRD,5/8FX10,CU BONDED | 49.92 | EA | 5
FLXPABB0026 | United States | USD | FLEXIBAR,ADV,4X80X1MM,ABB | 248.38 | EA | 1
LPCC345NC4 | United States | USD | COPPERCLAD AIR TERMINAL 3 | 137.24 | EA | 1
B533E3Q36 | United States | USD | JUMPER,ASSY,500 CONC,2X36 | 334.39 | EA | 1
HDXB39C9C | United States | USD | MOLD,CABLE,HORZ X LAPPED | 466.79 | EA | 1
EL36P9NES | United States | USD | COUPLER,LENTON,POSITION, | 97.3 | EA | 1
HDPTC2Q9F | United States | USD | MOLD,CABLE, HORZ THRU PAR | 212.91 | EA | 1
EGBA14460CCT | United States | USD | BAR,ASSY,GRD BUS,1/4 X 4 | 807 | EA | 1
534119 | United States | USD | BUSBAR,FLEXIBLE,ADVANCED, | 223.79 | EA | 5
CA25PLUSF33 | United States | USD | CADWELD PLUS,#25,F33 | 7.44 | EA | 20
EL20P9JQ | United States | USD | COUPLER,LENTON POSITION,W | 152.4 | EA | 1
A927F233 | United States | USD | BOLT,HEX,HEAD,3/8-16 X 3- | 2.39 | EA | 0
LPPED1 | United States | USD | LIGHTNING PROTECTION MAST | 2658.06 | EA | 1
631300GAL01 | United States | USD | ROD,GRD,1/2X10 CU BONDED | 27.09 | EA | 5
ECSA250S250 | United States | USD | SPLICE, COMPRESSION, 250 | 229.67 | EA | 1
CAFCA1V20 | United States | USD | MOLD,CABLE,TO HORZ C.I.PI | 129.72 | EA | 1
GRC183H | United States | USD | MOLD,CABLE TO GRD ROD,VER | 212.91 | EA | 1
RHC522V | United States | USD | MOLD,CABLE TO REBAR,HORZ | 212.91 | EA | 1
RBT9101HSA | United States | USD | SLEEVE,CADWELD,#9 T-SERIE | 90.19 | EA | 1
GRC163Q | United States | USD | MOLD,CABLE TO GRD ROD,VER | 212.91 | EA | 1
552050 | United States | USD | BUSBAR,SUPPORT RCBS1/6 TN | 129.68 | EA | 1
EL57TD16 | United States | USD | COUPLER,LENTON,TERMINATOR | 102.71 | EA | 1
SB20128CWPW2 | United States | USD | KIT,BOND,RAIL,HEAD FREE, | 11.09 | EA | 1
GFC18Y7 | United States | USD | MOLD,CABLE TO GRD ROD,HOR | 212.91 | EA | 1
RHC521D | United States | USD | MOLD,CABLE TO REBAR,HORZ | 212.91 | EA | 1
DT275M | United States | USD | TYPE 2 MODULE, 75V | 60.1 | EA | 1
5234SCRAP | United States | USD | ROD,GRD,3/4X46 INCHES CU | 1.86 | EA | 0
556620SP01 | United States | USD | BRAID,1.5X15X100MM TIN CU | 2.67 | EA | 0
RBT320 | United States | USD | IGNITOR,FLINT, | 4.32 | EA | 0
SBS24882 | United States | USD | BOND,JOINT HEAD,3/16X6 1/ | 7.69 | EA | 100
558592 | United States | USD | BRAID,SHUNT,INSULATED,IBS | 23.05 | EA | 12
SBCS1314 | Asia | USD | CLAMP ASSY, BEAM/FLANGE, SS 13-14MM COND | 18.38 | EA | 500
PTD3D3D | United States | USD | MOLD,CABLE, HORZ THRU PAR | 451.38 | EA | 1
CGCCAJ | United States | USD | MOLD,BUS TO HORZ STL,TAP | 212.91 | EA | 1
CA65 | Asia | USD | WELD METAL,ALLOY, F33 CATH | 12.6 | EA | 100
LJCEC2Q | United States | USD | MOLD,CABLE TO BUS/LUG, | 212.91 | EA | 1
E150MM2MM | United States | USD | DOWNCONDUCTOR,LIGHTNING | 31.11 | EA | 1
CAHAA2CA | United States | USD | MOLD,CABLE TO HORZ STL,HO | 129.72 | EA | 1
RHC53Y4 | United States | USD | MOLD,CABLE TO REBAR,HORZ | 212.91 | EA | 1
554009 | United States | USD | JUMPER,CU,(1) 7X19X38/30A | 124.48 | EA | 0
EGBA144120CCT | United States | USD | BAR,GRD BUS,1/4 X 4 X 120 | 1605 | EA | 1
534032SI03 | United States | USD | FLEXIBAR,ADV,4X40X1MM,SI, | 342.17 | EA | 1
B540C884T | United States | USD | BUSBAR,GRD,CU,3/8X6X36IN, | 415.6 | EA | 1
PCC2Q1A | United States | USD | MOLD,CABLE, HORZ TAP PARA | 212.91 | EA | 1
TAD4L3QW | United States | USD | MOLD,CABLE,HORZ TEE | 511.86 | EA | 1
534435 | United States | USD | IBSB ADV 185-330-10-12 | 63.15 | EA | 2
BWDPAM | United States | USD | MOLD,BUS/LUG TO VERT STL, | 451.38 | EA | 1
GNR183Q | United States | USD | MOLD,CABLE TO GRD ROD,VER | 289.29 | EA | 1
SVC1L | United States | USD | MOLD,CABLE,VERT SPLICE | 212.91 | EA | 1
RBT61012HA | United States | USD | SLEEVE,CADWELD,#6 -2 T | 94.82 | EA | 1
LPC247B | Asia | USD | POINT,CU,BARE,5/8IN X 36IN | 113.58 | EA | 1
FLXPMCS0002 | United States | USD | FLEXIBAR,ADV,6X40X1MM,MCS | 203.889 | EA | 1
GYJ18D7 | United States | USD | MOLD,CABLE TO GRD ROD,VER | 882.44 | EA | 1
DSD110M275 | United States | USD | MODULE, DSD, 275V, 10KA | 53.37 | EA | 1
SBS10 | Asia | USD | SLEEVE,TINNED CU,.232IN OD X 1IN LONG | 0.66 | EA | 100
LPC292L3F2F | United States | USD | ADAPTER,CU,CPLG,3/8 FEM | 14.13 | EA | 1
TDXM100FP | United States | USD | PROTECTOR,SURGE, | 101.83 | EA | 1
VBC8F | Europe | USD | MOLD VBC8F | 212.91 | EA | 1
534048L3MP | United States | USD | FLEXIBAR,BUSBAR,MTO, | 99999.99 | EA | 50
LPA570 | United States | USD | BOLT,U,CASTING ASSEMBLY | 21.88 | EA | 1
EGBA14414CC | United States | USD | BAR,GRD BUS,1/4 X 4 X 14, | 172 | EA | 1
ERICORE040T | United States | USD | DOWNCONDUCTOR,LIGHTNING, | 7076.44 | EA | 1
PVT1750SM | Europe | USD | PV T1 SIDE MODULE,750 VDC | 66.32 | EA | 1
XBQ9D9D | United States | USD | MOLD,CABLE,HORZ X LAPPED | 406.5 | EA | 1
LPC227 | United States | USD | POINT,CU,1/2IN X 36IN | 205.23 | EA | 1
EGBA14415CC | United States | USD | BAR,GRD BUS,1/4 X 4 X 15 | 183 | EA | 1
TACT2Y4 | United States | USD | MOLD,CABLE,HORZ TEE | 212.91 | EA | 1
534026PDI36 | United States | USD | FLEXIBAR,ADV,5X32X1MM,PDI | 132.18 | EA | 10
548590 | United States | USD | INSULATOR,BUSBAR,ISO TP | 4.8 | EA | 25
EL43TD6SS | United States | USD | ANCHOR,LENTON,TERMINATOR, | 453.89 | EA | 1
ZTA601HD | Asia | USD | ZTA601HD | 1780.09 | EA | 100
45F80 | United States | USD | WELD METAL,CADWELD,F80 | 13.55 | EA | 20
HSC2F | United States | USD | MOLD,CABLE TO HORZ STL,HO | 212.91 | EA | 1
556600 | Asia | USD | EARTH BRAID MBJ 6-150-6 | 2.85 | EA | 10
XBM2Q2QMW | United States | USD | MOLD,CABLE,HORZ X LAPPED | 522.52 | EA | 1
LQJGH3Q | United States | USD | MOLD,CABLE TO BUS/LUG, | 882.44 | EA | 1
563380 | United States | USD | BRAID,PREFAB,300X28X2.5MM | 14.46 | EA | 10
PHR1V1T | United States | USD | MOLD,CABLE, VERT THRU PAR | 289.29 | EA | 1
XLYRF0012RHS | United States | USD | MOLD,CABLE,HORZ Y 20 DEG | 602.4 | EA | 1
CDMC90 | United States | USD | MOLD,GRAPHITE,MULTI,VERT | 112.5 | EA | 1
558610 | United States | USD | TOOL,CRIMP,DRILL,BD16,15- | 195.29 | EA | 1
715106 | United States | USD | LUG,CABLE,PKS 150/12-H | 12.91 | EA | 25
534058TMS01 | United States | USD | FLEXIBAR,ADV,10X100X1,TMS | 813.63 | EA | 10
LPC246ST | Europe | USD | POINT,CU,BLUNT,5/8IN X | 183.84 | EA | 1
GRC31E1 | United States | USD | MOLD,CABLE TO GRD ROD,VER | 212.91 | EA | 1
LPA30558V | Asia | USD | BASE,AL,VERT MOUNT,5/8 IN POINT | 23.18 | EA | 1
534020L3MP | United States | USD | FLEXIBAR,BUSBAR,MTO, | 202.26 | EA | 200
GYE182P | United States | USD | MOLD,CABLE TO GRD ROD,VER | 596.26 | EA | 1
LPC551L12 | United States | USD | LUG,CU,CAST,BONDING,1/2IN | 53.8 | EA | 1
A929H001 | United States | USD | WASHER,SEALING,#10 NEOPRE | 1.28 | EA | 1
534112LAM03 | United States | USD | FLEXIBAR,ADV,4X20X1MM,3M, | 315.32 | EA | 10
549340 | United States | USD | BRACKET,SUPPORT,CABS 4/5 | 52.23 | EA | 1
UTB15SPG | Asia | USD | UTB, 1PR,PLUGABLE,5V,2A,20kA,ISO GND | 175.85 | EA | 1
A800A23F250 | United States | USD | CABLE,CU,BARE,4/0 CONC,7 | 4107.99 | EA | 1
613480GAL01 | United States | USD | ROD,GRD,3/4X8,CU BONDED | 61.88 | EA | 5
561830 | Asia | USD | METAL SPACER M6 X 80 | 2.06 | EA | 25
FLXPLAM0062 | Asia | USD | 718-A58345-001 | 184.3 | EA | 1
534053RW19 | United States | USD | FLEXIBAR,ADV,10X80X1,RW | 352.8 | EA | 1
B158 | United States | USD | CHAIN,LINK,MASTER 20 IN | 28.63 | EA | 1
JD09 | United States | USD | DIE,HAMMER,2 CONC | 226.73 | EA | 1
ECRV102G6U | United States | USD | GROUND ROD,ASSY,KIT,10 FT | 1502.04 | EA | 1
XLTAK4P001 | United States | USD | MOLD,CABLE,HORZ TEE RIGHT | 1522.18 | EA | 1
CAHBA1H8 | United States | USD | MOLD,CABLE TO HORZ CAST I | 129.72 | EA | 1
XLTAD4L4L | United States | USD | MOLD,CABLE,HORIZ TEE | 1033.81 | EA | 1
RPSCW4STPWL | United States | USD | WALKWAY,4 STEPS WITH A L | 167896.72 | EA | 1
EGBA38624CC | United States | USD | BAR,GRD BUS,3/8 X 6 X 24 | 516 | EA | 1
HDLAC2QEG | United States | USD | MOLD,CABLE TO BUS/LUG,HOR | 212.91 | EA | 1
XAD3Q3D | United States | USD | MOLD,CABLE,HORZ X SAME PL | 451.38 | EA | 1
EGBA14436AAT | United States | USD | BAR,GRD BUS,1/4 X 4 X 36 | 486 | EA | 1
HDPTC3Q2Q | United States | USD | MOLD,CABLE, HORZ THRU PAR | 212.91 | EA | 1
EGBA14424BD | United States | USD | BAR,GRD BUS,1/4 X 4 X 24 | 282 | EA | 1
534033 | Asia | USD | ERIFLEX FLEXIBAR ADVANCED 2 M TINNED COP | 245.2 | EA | 22
534018ABB17 | United States | USD | FLEXIBAR,ADV,4X24X1MM,ABB | 17.67 | EA | 1
LPLC443 | Asia | USD | COPPER LEADED INLINE CABLE SPLICER | 149.33 | EA | 1
MBNC240 | Europe | USD | CONNECTOR,MESH BONDING | 25.1 | EA | 25
SBGT1182G | United States | USD | ONE-SHOT, CABLE TO GRD RO | 19.07 | EA | 6
554001 | United States | USD | JUMPER,CU,(3)PCS 4/0CU RO | 201.42 | EA | 1
B103JK002BLK | United States | USD | LUG,CU,1/2 X 3 X 9 W/2 | 171.63 | EA | 0
CAHAA1VB | United States | USD | MOLD,CABLE TO HORZ STL,HO | 129.72 | EA | 1
TACY6V1 | United States | USD | MOLD,CABLE,HORZ TEE | 212.91 | EA | 1
HDPTC9H9C | United States | USD | MOLD,CABLE,HORZ THRU PARA | 212.91 | EA | 1
HSP10K230 | United States | USD | PROTECTOR,LINE,HIGH SPEED | 223.61 | EA | 1
LPC248 | Asia | USD | POINT,CU,5/8IN X 48IN NICKEL PLATED | 253.86 | EA | 1
534032PMR05 | United States | USD | FLEXIBAR,ADV,4X40X1,PMR | 100.49 | EA | 10
PTC2Q1VW | United States | USD | MOLD,CABLE,HORZ THRU PARA | 253.23 | EA | 1
PTC3D3DW | United States | USD | MOLD,CABLE, HORZ THRU PAR | 253.23 | EA | 1
45PLUSF20 | United States | USD | CADWELD PLUS,#45,F20 | 10.24 | EA | 20
GRC312Q | United States | USD | MOLD,CABLE TO GRD ROD,VER | 212.91 | EA | 1
PB13VV2Q | United States | USD | MOLD,CABLE TO VERT STL,VE | 208.86 | EA | 1
GYE372Q | United States | USD | MOLD,CABLE TO GRD ROD,VER | 596.26 | EA | 1
SSCW6 | Europe | USD | MOLD SSCW6 | 212.91 | EA | 1
568710 | United States | USD | EARTHBAR EB2AL | 0.75 | EA | 20
563360 | Asia | USD | BRAID MBJ 50-200-16 | 10.8 | EA | 10
XAC2P2P | Europe | USD | MOLD,CABLE,HORZ X SAME PL | 212.91 | EA | 1
B140A | Europe | USD | SHIM,CU,.013 X 3 IN X 1 1 | 1.25 | EA | 50
LPC805 | Europe | USD | STRAP,CU,CABLE,5/8IN WIDE | 1.12 | EA | 1
ALOF1GS | Asia | USD | MAST BRACKETS,LIGHTNING, GALV, VERTICAL | 102.02 | EA | 1
RRH592P | United States | USD | MOLD,CABLE TO REBAR,HORZ | 373.05 | EA | 1
LPC30458 | Asia | USD | PLATE,STAMPED,AIR TERMINAL | 40.59 | EA | 1
LECY6EAL | United States | USD | MOLD,CABLE TO BUS/LUG,HOR | 212.91 | EA | 1
HSC910ZNIBLK | United States | USD | CLIP,SNAP,BLK | 2 | EA | 0
TAC2G1VW | United States | USD | MOLD,CABLE,HORZ TEE | 273.39 | EA | 1
HDGTD163Q | United States | USD | MOLD,CABLE TO GRD ROD,VER | 451.38 | EA | 1
SRF3250N | United States | USD | SRF,N-SERIES, 3PH,250A, | 7622.77 | EA | 1
LPA34712 | Asia | USD | BASE,AL,CAST,HALF SADDLE,1/2IN POINT | 52 | EA | 1
VSD4Y | United States | USD | MOLD,CABLE TO VERT STL,45 | 451.38 | EA | 1
GQR162Q | United States | USD | MOLD,CABLE TO GRD ROD,VER | 289.29 | EA | 1
PB10GR331H | United States | USD | MOLD,CABLE TO GRD ROD,VER | 208.86 | EA | 1
CC5A40CBF200 | United States | USD | CABLE,COMP,THFT DET,CUBND | 20.81 | FT | 200
508068 | United States | USD | BRAID,FLEXIBLE, | 3740.66 | EA | 1
TAC8E8E | United States | USD | MOLD,CABLE,HORZ TEE | 212.91 | EA | 1
TACY3Y4 | Europe | USD | MOLD TACY3Y4 | 212.91 | EA | 1
534058NEX01 | United States | USD | FLEXIBAR,ADV,10X100X1,NEX | 673.44 | EA | 10
HAA1K | United States | USD | MOLD,CABLE TO HORZ STL,HO | 129.72 | EA | 1
A927F181 | Asia | USD | BOLT,HEX HEAD,1/4-20 X 1 S.S. | 0.76 | EA | 1
TADP9P9 | United States | USD | MOLD,CABLE,HORZ TEE | 451.38 | EA | 1
LKT18GV | United States | USD | LENTON INTERLOK,HDG, | 469.97 | EA | 1
LK16D | United States | USD | COUPLER,LENTON INTERLOK | 40.12 | EA | 1
UTB30SPM | United States | USD | PROTECTOR,SURGE,UTB REPLA | 112.19 | EA | 1
615803DP | United States | USD | ROD,GRD,5/8X10,CU BONDED | 60.44 | EA | 5
569200 | Asia | USD | UD400J | 10.14 | EA | 300
ISOTMNA | United States | USD | TERMINATION,LOWER,DOWN CO | 57.99 | EA | 1
A238HB2S24LH | United States | USD | CLAMP,FENCE,4/0X24IN,FLEX | 293.16 | EA | 1
EL25AC12SP01Q | United States | USD | COUPLER,LENTON,SPECIAL, | 37.63 | EA | 1
RJE572QM | United States | USD | MOLD,CABLE TO REBAR,VERT | 431.58 | EA | 1
534017NFI01 | United States | USD | FLEXIBAR,ADV,3X24X1MM,NFI | 89.61 | EA | 1
LECY6PAJ | Europe | USD | MOLD LECY6PAJ | 212.91 | EA | 1
550420 | United States | USD | BUSBAR,PUNCH,1.75 M DPCB | 550.47 | EA | 2
B295X51Z57 | United States | USD | LABEL,ADHESIVE,TYPE 2 | 86.03 | EA | 0
HDTAC2Q9D | United States | USD | MOLD,CABLE,HORZ TEE | 212.91 | EA | 1
ECRV102Q4D | United States | USD | GROUND ROD,ASSY,KIT,10FT, | 1502.04 | EA | 1
PB10SS2Q1H | United States | USD | MOLD,CABLE,HORZ SPLICE | 208.86 | EA | 1
PTCT2Y3 | United States | USD | MOLD,CABLE, HORZ THRU PAR | 212.91 | EA | 1
PBP3S6D40 | United States | USD | BOND,PLUG,COMPOSITE CABLE | 141.69 | EA | 1
LPC517L | Europe | USD | SPLICE,CU,CAST,CABLE,UNIV | 37.9 | EA | 1
558945 | United States | USD | TOOL,FLEXIBAR,FOLDING,SMA | 809.46 | EA | 1
S90-04-08 | United States | USD | TDS150M560A | 86.88 | EA | 1
SRF3500N | Europe | USD | SRF,N-SERIES, 3PH,500A,24 | 14410.68 | EA | 1
PB150PLUSF80 | Asia | USD | CADWELD PLUS,#150,F80 | 17.95 | EA | 50
SBXST7DX | United States | USD | FRAME,HEAD BOND WELDER,T7 | 280.78 | EA | 1
PTC9E2QW | United States | USD | MOLD,CABLE, HORZ THRU PAR | 253.23 | EA | 1
SBTBJ3442 | United States | USD | BOND,JUMPER,3/16 & 1 TAB | 15.7 | EA | 25
LPC48058LG | Asia | USD | FASTENER,CU,BARE POINT, 1-1/2IN STUG LE | 65.73 | EA | 1
534034ARZ13 | United States | USD | FLEXIBAR,ADV,6X40X1MM,ARZ | 280.46 | EA | 10
PB10SS2G | United States | USD | MOLD,CABLE,HORZ SPLICE | 153.72 | EA | 1
PB20TAT2Y3 | United States | USD | MOLD,CABLE,HORZ TEE | 153.72 | EA | 1
XBQY6Y6 | United States | USD | MOLD,CABLE,HORZ X LAPPED, | 406.5 | EA | 1
PB13ST2Q104CRLH | United States | USD | MOLD,CABLE TO RAIL,HORZ | 289.29 | EA | 0
EL20SACF | United States | USD | COUPLER,LENTON,#6,CLIPPED | 20.31 | EA | 1
LJCJG1V | United States | USD | MOLD,CABLE TO BUS/LUG,HOR | 212.91 | EA | 1
GRC312L | United States | USD | MOLD,CABLE TO GRD ROD,VER | 212.91 | EA | 1
534021ABBP04 | United States | USD | FLEXIBAR,ADV,8X24X1,ABBP | 115.08 | EA | 1
ELPG3.50 | United States | USD | LENTON,PROFILE GAGE, | 115.9 | EA | 1
EL25P8Q | United States | USD | COUPLER,LENTON,POSITION, | 162.4 | EA | 1
LPC423 | United States | USD | POINT,CU,BARE,INDUSTRIAL | 190.75 | EA | 1
TACY62Q | United States | USD | MOLD,CABLE,HORZ TEE | 212.91 | EA | 1
MBB01 | United States | USD | MOLD,BLANK,4565 C PRICE | 157.6 | EA | 1
XLVBC2C | United States | USD | MOLD,CABLE TO VERT STL,VE | 252.73 | EA | 1
TACT6T2 | United States | USD | MOLD,CABLE,HORZ TEE | 212.91 | EA | 1
PB13ND182Q | United States | USD | MOLD,CABLE TO GRD ROD,HOR | 208.86 | EA | 1
HDGBF18 | United States | USD | MOLD,GRD ROD,TO ROD/RECEP | 507.28 | EA | 1
MBA46 | United States | USD | MOLD,BLANK,R PRICE 150200 | 221.87 | EA | 1
RBT51012A | United States | USD | SLEEVE,CADWELD,#5 -2 T- | 70.48 | EA | 1
FJ2G300 | United States | USD | JUMPER,SWAGED,2/0 CONC | 394.23 | EA | 1
RBT1891B | United States | USD | MATERIAL,FILLER,#18 T-SER | 90.44 | EA | 1
TAC1L1V | United States | USD | MOLD,CABLE,HORZ TEE | 212.91 | EA | 1
EL43TP24L | United States | USD | COUPLER,LENTON,POSITION, | 168.19 | EA | 1
B861B1 | United States | USD | HANDLE,WELDMENT,T HANDLE | 5.81 | EA | 0
553040 | Asia | USD | BUSBAR CLAMP FC 50X40 ZB | 12.88 | EA | 3
PTC4Y9F | United States | USD | MOLD,CABLE, HORZ THRU PAR | 212.91 | EA | 1
LPC228ST | United States | USD | POINT,CU,BLUNT,1/2IN X | 170.97 | EA | 1
534026SE14 | United States | USD | FLEXIBAR,ADV,5X32X1MM,SE, | 204.76 | EA | 1
614400GAL01 | United States | USD | ROD,GRD,1X10,CU BONDED | 189.65 | EA | 3
EL16D14Q | United States | USD | ANCHOR,LENTON TERMINATOR, | 27.15 | EA | 1
RACY42Q | United States | USD | MOLD,GRD ROD,TO RECEPTACL | 212.91 | EA | 1
560900 | Asia | USD | ABS MODULE 3/10 | 70.42 | EA | 1
GYR162L | Europe | USD | MOLD GYR162L | 289.29 | EA | 1
EGBA14412JE | United States | USD | BAR ASSY,GRD BUS,1/4X4X12 | 150 | EA | 1
SES40P2401P | United States | USD | PROTECTOR,SURGE,240V 1PHA | 173.77 | EA | 1
EL25D6ES | United States | USD | COUPLER,LENTON TERMINATOR | 23.32 | EA | 1
XLRHC52Y6 | Europe | USD | MOLD,CABLE TO REBAR,HORZ | 289.29 | EA | 1
EL16C12SWSP01 | United States | USD | COUPLER,LENTON,SPECIAL, | 30.82 | EA | 1
508117 | Asia | USD | FleXbus Ext. Type 2, 960/1280/1810 mm? | 166.04 | EA | 1
SB013212 | Europe | USD | BELT,GRINDER DRIVE,TY 3L2 | 22.02 | EA | 1
SBGR1161GPLUS | United States | USD | ONE SHOT,#8 STR THRU #6 | 19.24 | EA | 6
LPC300L38 | United States | USD | COUPLER,TERMINAL,3/8 IN | 5.4 | EA | 1
CABTIESS | United States | USD | TIE,CABLE,STAINLESS STL | 9.49 | EA | 1
EL25P9 | United States | USD | COUPLER,LENTON POSITION,# | 74.16 | EA | 1
EGBA14412CCT | United States | USD | BAR,GRD BUS,1/4 X 4 X 12 | 174 | EA | 1
563430 | United States | USD | BRAID,PREFAB,200X23X1.5MM | 6.42 | EA | 10
SST1TM | United States | USD | MOLD,CABLE,HORZ SPLICE | 139.13 | EA | 1
534034GE20 | United States | USD | FLEXIBAR,ADV,6X40X1MM,GE, | 234.17 | EA | 10
IP8168_B | United States | USD | PRINT,INSTRUCTION,Y-SPLIC | 0.14 | EA | 1
PQC50277/480 | United States | USD | PROTECTOR, SURGE, PQC50,2 | 1253.87 | EA | 1
LJCEG1V | United States | USD | MOLD,CABLE TO BUS/LUG,HOR | 212.91 | EA | 1
EGBA12636CC | United States | USD | BAR,GRD BUS,1/2 X 6 X 36 | 756 | EA | 1
A802A04TF2 | United States | USD | CABLE,INSUL,500KCM CONC | 97.04 | EA | 1
LPC422 | Asia | USD | POINT,CU,BARE,INDSTRL STACK 3/4IN X24IN | 141.09 | EA | 1
VSC2SV4 | United States | USD | MOLD,CABLE TO VERT STL,45 | 212.91 | EA | 1
NT1141GPLUS | United States | USD | ONE-SHOT,CABLE TO GRD ROD | 26.41 | EA | 6
AWG1/0 | United States | USD | WIRE,1/0-7STRAND,CU,DRAWN | 6.71 | EA | 0
B540A906 | United States | USD | BUSBAR,GRD,CU,1/4X6X36 IN | 287.27 | EA | 1
PCC1V1L | United States | USD | MOLD,CABLE, HORZ TAP PARA | 212.91 | EA | 1
534058SER02 | United States | USD | FLEXIBAR,ADV,10X100X1,SER | 1620.84 | EA | 1
563616 | United States | USD | BRAID,SHUNT,INSULATED, | 9.94 | EA | 10
LPA222ST | Asia | USD | POINT,AL,BLUNT,1/2 X 12IN | 7.86 | EA | 1
534045APG05 | United States | USD | FLEXIBAR,ADV,5X63X1MM,APG | 432.29 | EA | 1
WTBR487S1 | United States | USD | RECEPTOR,SURFACE,WIND | 34.01 | EA | 100
MBB44 | United States | USD | MOLD, BLANK, STYLE B | 484.08 | EA | 1
GYE162VM | United States | USD | MOLD,CABLE TO GRD ROD,VER | 431.58 | EA | 1
VVR9FV6 | United States | USD | MOLD,CABLE TO VERT STL,VE | 289.29 | EA | 1
SB02SC33001 | United States | USD | MOLD,CABLE,HORZ SPLICE | 135.82 | EA | 1
RDC531L | United States | USD | MOLD,CABLE TO REBAR,HORZ | 212.91 | EA | 1
SBTB12 | United States | USD | BLOCK,TERMINAL,12 POST, | 83.31 | EA | 10
553560 | United States | USD | CLAMP,FLEXIBAR SPACER | 3.08 | EA | 25
285010L2 | United States | USD | KIT,FLEXIBAR,LAM FUJI 1.6 | 645.098 | EA | 10
GSC162L | United States | USD | MOLD,CABLE TO GRD ROD,HOR | 212.91 | EA | 1
EGBA14436LLT | United States | USD | BAR,GRD BUS,1/4 X 4 X 36 | 486 | EA | 1
LPCAR1015 | United States | USD | TERMINAL,AIR,1000MM,5/8 D | 146.85 | EA | 1
EDT275M | Europe | USD | ENHANCED TYPE 2 MODULE,27 | 95.99 | EA | 1
GGC2G16 | United States | USD | MOLD,CABLE TO GRD ROD,HOR | 212.91 | EA | 1
EL25C3J | United States | USD | COUPLER,LENTON HALF,#8,J | 41.23 | EA | 1
566580GA02 | United States | USD | BUSBAR,FLEXIBLE,SUMMUM 2M | 56.67 | EA | 1
S2129 | United States | USD | WHEEL,GRINDING,1X6 | 91.94 | EA | 1
615883SP01 | United States | USD | ROD,GRD,5/8X8,CU BONDED, | 41.75 | EA | 50
123370 | United States | USD | EXTENSION,FILTER,SMOKE, | 2429.93 | EA | 1
LPC242ST | United States | USD | POINT,CU,BLUNT,5/8IN X | 74.75 | EA | 1
750PLUSF20BLK | United States | USD | CADWELD PLUS, 750 F20 BLK | 122.13 | EA | 0
534123 | United States | USD | BUSBAR,FLEXIBLE,ADVANCED, | 152.21 | EA | 2
IL114C | United States | USD | PIPE,CU,SCH 80,1-1/4 NOM. | 26.04 | FT | 0
FLXPABB0037 | United States | USD | FLEXIBAR,ADV,6X100X1,ABB, | 470.16 | EA | 1
RPSCW5STPLX | United States | USD | CROSSOVER,5 RUN LADDER X2 | 167896.72 | EA | 1
HDPTD9H9H | United States | USD | MOLD,CABLE, HORZ THRU PAR | 451.38 | EA | 1
VBC2VV4 | United States | USD | MOLD,CABLE TO VERT STL,VE | 212.91 | EA | 1
615812 | United States | USD | ROD,GRD,5/8X12,CU BONDED | 72.76 | EA | 5
SBPAC3Y | United States | USD | CONNECTOR,PLUG TRACK,#10 | 6.65 | EA | 200
534400 | Asia | USD | IBSB ADV 25-230-6 | 8.75 | EA | 10
550220 | Asia | USD | BUSBAR TCB 20X5 | 145.06 | EA | 4
EGBA14648NN | United States | USD | BUSBAR,GRD,CU,1/4X6X48,NN | 774 | EA | 1
MBFRP4.6M | United States | USD | BASE,SUPPORT MAST,4.6M FR | 388.33 | EA | 1
PTC2V2G | Europe | USD | MOLD PTC2V2G | 212.91 | EA | 1
716546 | United States | USD | LUG,CABLE,TUBULAR CRIMP | 17.24 | EA | 5
285042 | United States | USD | KIT,FLEXIBAR,ADV,ROCKWELL | 650.77 | EA | 1
SSC9E | United States | USD | MOLD,CABLE,HORZ SPLICE | 212.91 | EA | 1
PQM100120/208 | United States | USD | PROTECTOR,SURGE,PQM100,12 | 2531.17 | EA | 1
534025ABBP04 | United States | USD | FLEXIBAR,ADV,4X32X1,ABBP | 187.01 | EA | 1
557080 | Asia | USD | FLAT BRAID FRCB 15-35 | 14.39 | MT | 25
GTP181KM | United States | USD | MOLD,CABLE TO GRD ROD,VER | 158.37 | EA | 1
TDXFUSE | Asia | USD | TDX, REPLACEMENT FUSE | 56.24 | EA | 1
FJ1T42 | United States | USD | JUMPER,FLEXIBLE,2 RLAY | 67.28 | EA | 1
LPLC465 | United States | USD | JUMPER,LEAD,COVERED,EYE | 542.94 | EA | 1
TACY53Q | United States | USD | MOLD,CABLE,HORZ TEE | 212.91 | EA | 1
FLXPLAM0083 | United States | USD | FLEXIBAR,ADV,3X9X0.8MM, | 152.29 | EA | 1
LU32DR16D | United States | USD | LENTON ULTIMATE,ANCHOR, | 15.26 | EA | 1
FLXPABB0094 | United States | USD | FLEXIBAR,ADV,8X63X1MM,ABB | 278.789 | EA | 1
534058 | United States | USD | FLEX ADV2MTC 10X100X1 | 1275.6 | EA | 1
HDPTF3Q3QW | United States | USD | MOLD,CABLE, HORZ THRU PAR | 547.6 | EA | 1
FLXPCCN0003 | United States | USD | FLEXIBAR,ADV,6X15.5X0.8MM | 126.77 | EA | 1
GPR16Y4 | Europe | USD | MOLD GPR16Y4 | 289.29 | EA | 1
ELFG28CA | United States | USD | LENTON,BAR END GAGE,FIELD | 154.53 | EA | 1
VVR2Q010 | United States | USD | MOLD,CABLE TO VERT STL,VE | 289.29 | EA | 1
TAC4L2Q | United States | USD | MOLD,CABLE,HORZ TEE | 212.91 | EA | 1
LPEEK2V | United States | USD | MOLD,CABLE TO BUS,VERT TE | 596.26 | EA | 0
569050 | Asia | USD | DISTRIBUTION BLOCK UD 400A | 32.32 | EA | 60
SSC2Q1H | United States | USD | MOLD,CABLE,HORZ SPLICE | 212.91 | EA | 1
K217 | United States | USD | MOLD,KIT,GN STYLE,#6 SOL | 852.46 | EA | 1
PB10VB2GV1.50 | United States | USD | MOLD,CABLE TO VERT STL,VE | 153.72 | EA | 1
BXB139H2 | United States | USD | BOX,ONELOOK,ERICO | 5.23 | EA | 0
XACY5Y3 | Europe | USD | MOLD XACY5Y3 | 212.91 | EA | 1
LJCCAJT1 | United States | USD | MOLD,CABLE TO BUS/LUG,HOR | 212.91 | EA | 1
HVD37CU | United States | USD | MOLD,STUD TO VERT STL | 451.38 | EA | 1
GLCDE2JLP | United States | USD | MOLD,CABLE TO LUG,HORZ | 212.91 | EA | 1
GRC169E | United States | USD | MOLD,CABLE TO GRD ROD,VER | 212.91 | EA | 1
EL32P8ES | United States | USD | COUPLER,LENTON,POSITION, | 161.29 | EA | 5
EL28SAQ | United States | USD | COUPLER,LENTON,SA,#9, | 55.48 | EA | 1
534014IR02 | United States | USD | FLEXIBAR,ADV,6X20X1MM,IR, | 188.51 | EA | 10
MBA67 | United States | USD | MOLD,BLANK,F PRICE 400500 | 528.23 | EA | 1
XBV3Q3H | United States | USD | MOLD,CABLE,HORZ X LAPPED | 935.06 | EA | 1
PLUSCU2BD | Europe | USD | CADWELD PLUS CONTROL UNIT | 146.79 | EA | 1
RRA58Y2 | United States | USD | MOLD,CABLE TO REBAR,HORZ | 129.72 | EA | 1
RBW6558HA | United States | USD | SLEEVE,CADWELD,LOW SLIP # | 83.98 | EA | 1
534058GE07 | United States | USD | FLEXIBAR,ADV,10X100X1,GE | 1704.25 | EA | 1
TAC8E8C | United States | USD | MOLD,CABLE,HORZ TEE | 212.91 | EA | 1
B1331K | United States | USD | SLEEVE,CU,.140 ID X .202 | 0.87 | EA | 25
534034ARZ11 | United States | USD | FLEXIBAR,ADV,6X40X1MM,ARZ | 195.79 | EA | 10
PGT1G1G | United States | USD | MOLD,CABLE,HORZ THRU PARA | 207.39 | EA | 1
PCC1T1T | United States | USD | MOLD,CABLE, HORZ TAP PARA | 212.91 | EA | 1
RRH592V | United States | USD | MOLD,CABLE TO REBAR,HORZ | 373.05 | EA | 1
TACSJ2G | United States | USD | MOLD,CABLE,HORZ TEE | 212.91 | EA | 1
PB300PLUSF80 | United States | USD | CADWELD PLUS,#300,F80 | 29.11 | EA | 10
GTC162Q | United States | USD | MOLD,CABLE TO GRD ROD,VER | 212.91 | EA | 1
ECRE10BOTCWB | Europe | USD | ELECTRODE, TUBULAR,BOTTOM | 721.06 | EA | 1
EGP100 | Asia | USD | GRD PLATE,UTILITY BUTT,.025CU,7.5IN DIA, | 15.88 | EA | 1
EL2520A12 | United States | USD | COUPLER,LENTON,A12,#8-#6 | 51.15 | EA | 50
534011ABB03 | United States | USD | FLEXIBAR,ADV,3X20X1,ABB | 71.43 | EA | 10
PB13HV31 | United States | USD | MOLD,STUD TO VERT ST | 208.86 | EA | 1
115 | United States | USD | WELD METAL,CADWELD,F20 | 22.15 | EA | 10
LACY4FAM | Europe | USD | MOLD LACY4FAM | 212.91 | EA | 1
635880 | Europe | USD | GROUND ROD,CU,5/8 X 8 FT, | 40.62 | EA | 5
534031IR05 | United States | USD | FLEXIBAR,ADV,3X40X1MM,IR | 166.81 | EA | 1
EAKFANFAN | Europe | USD | MOLD EAKFANFAN | 966.13 | EA | 1
900127 | United States | USD | BAG,TOOL,CADDY,DUFFEL | 58.67 | EA | 1
TAC2Q1K | United States | USD | MOLD,CABLE,HORZ TEE | 212.91 | EA | 1
D/SMKIVSS | Asia | USD | DYNASPHERE,MKIV,S/S | 4214.98 | EA | 1
LPC421 | Asia | USD | POINT,CU,BARE,INDUSTRIAL STACK - 3/4IN X | 108.19 | EA | 1
INTCPTMIDYN | Europe | USD | ADAPTER, DYNASPHERE TO 28 | 94.94 | EA | 1
LPLC48034LG | United States | USD | FASTENER,LEAD,COVERED, | 104.39 | EA | 1
534116 | United States | USD | BUSBAR,FLEXIBLE,ADVANCED, | 128.54 | EA | 5
PGT08CU | United States | USD | MOLD,CABLE, HORZ THRU PAR | 207.39 | EA | 1
557640 | United States | USD | BRAID,CU,TINNED,.15MM DIA | 10.8 | MR | 1
SBS11C | Asia | USD | SLEEVE,BOND,FIELD MADE | 0.64 | EA | 0
TACY6Y0 | United States | USD | MOLD,CABLE,HORIZ TEE | 212.91 | EA | 1
XBMY6Y6 | United States | USD | MOLD,CABLE,HORZ X LAPPED | 649.88 | EA | 1
B295X51Z78 | United States | USD | LABEL,ADHESIVE,TYPE 2 | 86.03 | EA | 0
YRC2Q1TLH | United States | USD | MOLD,CABLE,HORZ Y 45 DEG | 212.91 | EA | 1
561590 | United States | USD | METAL SPACER M4 X 25 | 0.81 | EA | 50
534010 | United States | USD | FLEX ADV2MTC 2X20X1 | 74.53 | EA | 3
534020FW05 | United States | USD | FLEXIBAR,ADV,6X24X1MM,FW, | 213.51 | EA | 25
GYE162CW | United States | USD | MOLD,CABLE TO GRD ROD,VER | 656.74 | EA | 1
EL20D6N | United States | USD | ANCHOR,LENTON,EMBEDMENT, | 7.01 | EA | 1
CWP1JU | United States | USD | CLAMP,WATER PIPE,BRZ 1/2- | 7.27 | EA | 25
FLXPHDQ0009 | United States | USD | FLEXIBAR,ADV,10X80X1,HDQ, | 718.03 | EA | 1
B101EEOLNBLK | United States | USD | LUG,CU,1/4 X 1 W/ 9/16 HO | 14.04 | EA | 0
LPC244BST | Europe | USD | POINT,CU,BLUNT BARE,5/8IN | 88.72 | EA | 1
553480 | United States | USD | BUSBAR,CONNECTOR,12X5MM | 1.86 | EA | 20
PTC9F9F001 | United States | USD | MOLD,CABLE, HORZ THRU PAR | 212.91 | EA | 1
LPA242ST | United States | USD | POINT,AL,BLUNT,5/8 X 12IN | 10.57 | EA | 1
HAAY4M | Europe | USD | MOLD HAAY4M | 92.21 | EA | 1
550220 | United States | USD | BUSBAR,CU THREADED,20X5 | 145.06 | EA | 4
CAHBA1H4 | United States | USD | MOLD,CABLE TO HORZ CAST I | 129.72 | EA | 1
GYE161G | United States | USD | MOLD,CABLE TO GRD ROD,VER | 596.26 | EA | 1
PBW2WRH | United States | USD | MOLD,RAIL,CABLE HORZ TO | 81.43 | EA | 1
TAC1D1D | United States | USD | MOLD,CABLE,HORZ TEE | 212.91 | EA | 1
TDXCFP | United States | USD | PROTECTOR,SURGE,TDXC | 79.17 | EA | 1
LPA103IN0025.0 | United States | USD | CABLE,AL,SMOOTH WEAVE,INS | 374.28 | EA | 1
SBB200PLH | Europe | USD | MOLD,WEB SIGNAL BOND,35MM | 64.74 | EA | 1
EGBA14412NNT | United States | USD | BAR ASSY,GRD BUS,1/4X4X12 | 174 | EA | 1
LPC803L | Europe | USD | STRAP,CU,CABLE,1/2 WIDE | 2.91 | EA | 1
CSP1NMF90 | Asia | USD | COAXIAL SURGE PROTECTOR, N-TYPE MF 90V | 119.35 | EA | 1
BMDPAMPAM | Europe | USD | MOLD BMDPAMPAM | 451.38 | EA | 1
182002 | United States | USD | CAT32HPE-INS, 50 MM | 10.29 | EA | 50
LECY3EAM | United States | USD | MOLD,CABLE TO BUS/LUG,HOR | 212.91 | EA | 1
GYE18Y3 | United States | USD | MOLD,CABLE TO GRD ROD,VER | 596.26 | EA | 1
RRC51Y6 | Europe | USD | MOLD RRC51Y6 | 212.91 | EA | 1
ECRE201T6DB | United States | USD | CHEMROD ONLY,VERT,20FT, | 2236.12 | EA | 1
SBS24882W2 | United States | USD | BOND,JOINT HEAD,3/16X6 1/ | 8.62 | EA | 100
560890 | United States | USD | ABS MODULE 2/10 | 63.21 | EA | 1
B540C880T | United States | USD | BUSBAR,GRD,CU,3/8X6X31.5, | 370.67 | EA | 1
CA32 | United States | USD | WELD METAL,ALLOY,F33 CATH | 7.15 | EA | 20
HDGTC162L | United States | USD | MOLD,CABLE TO GRD ROD,VER | 212.91 | EA | 1
TDX100S277/480T | Asia | USD | PROTECTOR,SURGE,TDX100S,3H,277/480V,4W+G | 1622.82 | EA | 10
EGBC14236NN | United States | USD | BAR,GRD BUS,1/4 X 2 X 36 | 252 | EA | 0
EHL58C1K | Europe | USD | HAMMERLOCK EHL58C1K | 23.81 | EA | 25
XBM2Q2G | United States | USD | MOLD,CABLE,HORZ X LAPPED | 649.88 | EA | 1
VVC1VV3C | United States | USD | MOLD,CABLE TO VERT STL,VE | 212.91 | EA | 1
VSC9H | United States | USD | MOLD,CABLE TO VERT STL,45 | 212.91 | EA | 1
DT27511R | United States | USD | TYPE 2, 75V, 1 1 | 239.62 | EA | 1
VSC3QW | United States | USD | MOLD,CABLE TO VERT STL,45 | 233.07 | EA | 1
569207 | Asia | USD | DIST. BLOCK UD2C12C1000AL | 90.16 | EA | 240
EK17 | Asia | USD | REBAR,CLAMP,WATERPIPE,PERPENDICULAR | 9.65 | EA | 50
PB70PG001 | United States | USD | MOLD,CABLE,HORZ THRU PARA | 366.25 | EA | 1
LPC209BST54 | United States | USD | POINT,CU,BLUNT BARE,3/8IN | 61.77 | EA | 1
EL32C3J1200 | United States | USD | COUPLER,LENTON HALF,C3J, | 82.31 | EA | 1
T307 | United States | USD | CASE,DEMO,KIT | 714.43 | EA | 1
615883PPI01 | United States | USD | ROD,GRD,5/8X8,CU CLAD,13 | 43.44 | EA | 5
47858760AEP | United States | USD | ROD,GRD,5/8,CU PLATED,15 | 129.61 | EA | 1
SPDC50277/480 | United States | USD | PROTECTOR,SURGE,TDX50C,3P | 1760.45 | EA | 1
DSD140M440 | United States | USD | MODULE, DSD, 440V, 40KA | 58.72 | EA | 1
PTC200 | United States | USD | BOX,TOOL,STACK-ON PRODUCT | 377.44 | EA | 0
EGBA14296BD | United States | USD | BUSBAR,GRD,CU,1/4X2X96,BD | 708 | EA | 1
RCE522Q | United States | USD | MOLD,CABLE TO REBAR,VERT | 596.26 | EA | 1
SBTBJ3316 | United States | USD | BOND,JUMPER,3/16 & 3/4 TA | 10.82 | EA | 25
PTC2Q2GW | United States | USD | MOLD,CABLE,HORZ THRU PARA | 253.23 | EA | 1
PTC3D3Q | United States | USD | MOLD,CABLE, HORZ THRU PAR | 212.91 | EA | 1
RJC542V | United States | USD | MOLD,CABLE TO REBAR,VERT | 212.91 | EA | 1
EL32A2N | United States | USD | COUPLER,LENTON,SOURCED,A2 | 33.53 | EA | 1
GT1161LPLUS | United States | USD | ONE-SHOT,CABLE TO GRD ROD | 21.85 | EA | 6
LPP743 | Asia | USD | PROTECTOR,PVC,CABLE,TO 5/8IN DIAMETER | 29.17 | EA | 1
563608 | Asia | USD | BRAID MBJYG 10-200-6 , Y/G INSULATED | 7.77 | EA | 10
505658 | United States | USD | BUSBAR,SPECIAL,C11000 CU, | 134.12 | EA | 1
PBHVT20P16005M | United States | USD | MOLD,STUD TO VERT STL | 144.1 | EA | 0
TSM0112GR | United States | USD | STRUT,PIPE,CLAMP 1 IN CT | 12.97 | EA | 50
PTC2L2L | United States | USD | MOLD,CABLE, HORZ THRU PAR | 212.91 | EA | 1
VVC1VV21C | United States | USD | MOLD,CABLE TO VERT STL,VE | 212.91 | EA | 1
SBTBJ3460B | United States | USD | BOND,JUMPER,3/16 & 1 TAB | 13.58 | EA | 1
BMKHAMHAM | United States | USD | MOLD,BUS BAR,HORZ TEE BAR | 966.13 | EA | 1
BBCCAJL | United States | USD | MOLD,BUS BAR,HORZ SPLICE | 212.91 | EA | 1
615803 | United States | USD | ROD,GRD,5/8X10,CU BONDED | 55.86 | EA | 5
LPC2932M2M | United States | USD | ADAPTER,CU,COUPL.,1/2IN | 21.64 | EA | 1
RBT10911H | United States | USD | SPLICE,KIT,#10 -1 CADWE | 197.01 | EA | 1
LPLC441 | United States | USD | BASE,CU,PARALLEL,STRAIGHT | 192.45 | EA | 1
CC5A05CB | Asia | USD | CABLE,COMP,THFT DET, CU BND STL CU, 4AWG | 1156.01 | EA | 1
EL3228P9 | United States | USD | COUPLER,LENTON POSITION,# | 117.73 | EA | 1
534036CR03 | United States | USD | FLEXIBAR,ADV,10X40X1MM,CR | 179.95 | EA | 1
LAC9FEKW | United States | USD | MOLD,CABLE TO BUS/LUG,HOR | 233.07 | EA | 1
534018AM17 | United States | USD | FLEXIBAR,ADV,4X24X1MM,AM, | 204.5 | EA | 1
554399B | United States | USD | BRAID,SS,LUG,70MM2,BULK | 75.76 | EA | 50
716373 | United States | USD | DRILL,RAIL BOND,10 X 70MM | 73.21 | EA | 1
EL57TD6SS | United States | USD | ANCHOR,LENTON,TERMINATOR, | 787.38 | EA | 1
EL25CFFPW | United States | USD | 78NTON,FORM SAVER,PLASTIC | 3.29 | EA | 25
534004DS04 | United States | USD | FLEXIBAR,ADV,3X13X0.5,DS, | 66.81 | EA | 10
TACY4Y1 | United States | USD | MOLD,CABLE,HORZ TEE | 212.91 | EA | 1
PVT2750M | Asia | USD | PV MODULE, 750VDC | 73.06 | EA | 24
GRC183A | United States | USD | MOLD,CABLE TO GRD ROD,VER | 212.91 | EA | 1
RBW34318 | United States | USD | BRUSH,CLEANING,#18 | 1426.03 | EA | 1
ERICORE015T | United States | USD | DOWNCONDUCTOR,LIGHTNING, | 3510.12 | EA | 1
ERICORE094T | United States | USD | DOWNCONDUCTOR,LIGHTNING, | 12401.64 | EA | 1
EGGP | United States | USD | GROUNDING,PLATE,GALV,10X | 58 | EA | 0
561840 | Asia | USD | METAL SPACER M6 X 90 | 2.12 | EA | 25
RBWS2435RHM | United States | USD | BASIN,POURING,#18 SPECIAL | 515.06 | EA | 1
A239HC2S242G4LH | United States | USD | CLAMP,FENCE,4/0FLEX 24LG, | 406 | EA | 1
XLGTC162Q | United States | USD | MOLD,CABLE TO GRD ROD,VER | 252.73 | EA | 1
XLHAC1H013 | United States | USD | MOLD,CABLE TO HORZ STL,HO | 252.73 | EA | 1
EGBA12842NN | United States | USD | BUSBAR,GRD,CU,1/2X8X42,NN | 1104 | EA | 1
534434 | United States | USD | IBSB ADV 120-1030-10 | 107.59 | EA | 2
RJE572V | United States | USD | MOLD,CABLE TO REBAR,VERT | 596.26 | EA | 1
SBRT36100140 | United States | USD | TOOL,STRIP,3/16X6,6SOLX11 | 173.92 | EA | 1
LPC208B | United States | USD | POINT,CU,BARE,3/8IN X | 79.48 | EA | 1
RBC1076B | United States | USD | MATERIAL,FILLER,#10 C-SER | 33.69 | EA | 1
SSC3DW | United States | USD | MOLD,CABLE,HORZ SPLICE | 253.23 | EA | 1
508006 | United States | USD | BRAID,FLEXIBLE, | 513.06 | EA | 1
CAVST1VB | United States | USD | MOLD,CABLE TO VERT STL,45 | 207.39 | EA | 1
534413 | United States | USD | IBSB ADV 50-1030-8-10 | 47.85 | EA | 10
SBTBJ3336 | United States | USD | BOND,JUMPER,3/16 & 3/4 TA | 15.09 | EA | 25
SBB364T2 | United States | USD | SPACER,SHAFT,3/4 OD X 0.6 | 159.39 | EA | 1
HDPCC2Q2Q | United States | USD | MOLD,CABLE,HORZ TAP PARAL | 212.91 | EA | 1
CATVF | Asia | USD | DIVERTER,SURGE,F-TYPE COAX M/F | 151.95 | EA | 1
B159V | Europe | USD | FRAME,V.SPLIT,VERT PIPE | 327.46 | EA | 1
LJCPALY6 | Europe | USD | MOLD LJCPALY6 | 212.91 | EA | 1
534040AME02 | United States | USD | FLEXIBAR,ADV,6X50X1MM,AME | 105.78 | EA | 10
SIM33B2316 | United States | USD | MAST 33MM DIAM X 2M, 316 | 339.14 | EA | 1
557310DE01 | United States | USD | BRAID,CU,TIN,60MM2,120 IN | 375.56 | EA | 1
534016RSI01 | United States | USD | FLEXIBAR,ADV,2X24X1MM,RSI | 54.76 | EA | 10
PVT11500R | United States | USD | PV TYPE 1, 1500VDC | 391.99 | EA | 1
TDX50C240 | United States | USD | PROTECTOR,SURGE,TDX50C,1P | 471.24 | EA | 1
115F76 | United States | USD | WELD METAL,CADWELD,F76 | 24.25 | EA | 1
GYE332QM | United States | USD | MOLD,CABLE TO GRD ROD,VER | 431.58 | EA | 1
VBCY5 | United States | USD | MOLD,CABLE TO VERT STL,VE | 212.91 | EA | 1
GRC163D | United States | USD | MOLD,CABLE TO GRD ROD,VER | 212.91 | EA | 1
RBB592JA | United States | USD | SLEEVE,CADWELD,#4/#5 B-SE | 100.25 | EA | 1
B32817 | United States | USD | COVER,CRUCIBLE,5 X 5 X 1 | 60.91 | EA | 0
PB10VN2QLH | United States | USD | MOLD,CABLE TO VERT STL,HO | 153.72 | EA | 1
RRH54Y4 | United States | USD | MOLD,CABLE TO REBAR,HORZ | 373.05 | EA | 1
PHR1T1L | United States | USD | MOLD,CABLE, VERT THRU PAR | 289.29 | EA | 1
SVR2V | United States | USD | MOLD,CABLE,VERT SPLICE | 289.29 | EA | 1
A811A26F500 | Europe | USD | TAPE COPPER 50 X 0.4 X | 1383.45 | EA | 1
LPC050IN0798.0 | United States | USD | CABLE,CU,SMOOTH WEAVE, | 21313.32 | EA | 1
SBS8TINSUL | United States | USD | BOND STRAND,INSUL,S8 TINN | 2.32 | EA | 1000
534029CSC01 | United States | USD | FLEXIBAR,ADV,10X32X1,CSC, | 109.87 | EA | 1
SB20175 | United States | USD | BOND,KIT,JOINT,5/16 TAB | 11.82 | EA | 100
LPC496 | United States | USD | HOLDER,CU,CABLE,BARE LAY- | 58.68 | EA | 1
550670 | United States | USD | BUSBAR PCB 100 X 5 4MTR | 1175.64 | EA | 5
EL43TA32K | United States | USD | COUPLER,LENTON,STANDARD, | 204.31 | EA | 1
XL750 | United States | USD | WELD METAL,ALLOY,F20,EXOL | 145.86 | EA | 4
VNC1VLH2 | United States | USD | MOLD,CABLE TO VERT STL,HO | 212.91 | EA | 1
XACY6CY4C | Europe | USD | MOLD XACY6CY4C | 212.91 | EA | 1
RBT1011101B | United States | USD | MATERIAL,FILLER,#10/#11 V | 53.44 | EA | 1
505649 | United States | USD | BUSBAR,SPECIAL,C11000 CU, | 242.66 | EA | 1
EL57TCIPS | United States | USD | PROTECTOR,THREAD,INTERNAL | 0.5 | EA | 1
715345 | Asia | USD | TOOL,KIT,RAIL CONTACT INSERTION,HSKE | 2468.23 | EA | 1
534015L3MP | United States | USD | FLEXIBAR,BUSBAR,MTO, | 99999.99 | EA | 100
ML509C | United States | USD | HANDLE ASSY, | 48.3 | EA | 1
SBTBJ3648 | United States | USD | BOND,JUMPER,3/16 & 1 1/2 | 17.55 | EA | 25
GYE142Q | United States | USD | MOLD,CABLE TO GRD ROD,VER | 596.26 | EA | 1
LPC225LST | United States | USD | POINT,CU,BLUNT,1/2IN X | 74.45 | EA | 1
CAHAA1VM | United States | USD | MOLD,CABLE TO HORZ STL,HO | 92.21 | EA | 1
EGBA38448LL | United States | USD | BUSBAR,GRD,CU,3/8X4X48,LL | 603 | EA | 1
GPECEHX3 | United States | USD | ELECTRODE,GRD PLATE,1/16X | 377.11 | EA | 1
534026PDI32 | United States | USD | FLEXIBAR,ADV,5X32X1MM,PDI | 287.64 | EA | 10
EL12A32K | United States | USD | COUPLER,LENTON,STANDARD, | 43.03 | EA | 1
LPA27324 | United States | USD | ROD,AL,SOLID EXTENSION 5/ | 38.66 | EA | 1
HDGTC162G | United States | USD | MOLD,CABLE TO GRD ROD,VER | 212.91 | EA | 1
534026SE05 | United States | USD | FLEXIBAR,ADV,5X32X1MM,SE, | 204.77 | EA | 1
559610 | United States | USD | INSULATOR,1,5/16-18X 5/16 | 1.06 | EA | 50
534041KOM05 | United States | USD | FLEXIBAR,ADV,8X50X1MM,KOM | 325.3 | EA | 1
GYR16T2 | United States | USD | MOLD,CABLE TO GRD ROD,VER | 289.29 | EA | 1
557700 | United States | USD | RAIL,DIN,2M LG,5.5MM HIGH | 4.31 | EA | 15
534008 | Asia | USD | FLEX ADV2MTC 6X15,5X0,8 | 130.89 | EA | 4
VFCY2 | United States | USD | MOLD,CABLE TO VERT STL,VE | 212.91 | EA | 1
GTC33SD | United States | USD | MOLD,CABLE TO GRD ROD,VER | 212.91 | EA | 1
549527 | United States | USD | HARDWARE,KIT,BAGGED,CABS | 87.06 | EA | 1
A239HC2S242Q2LH | United States | USD | CLAMP,ASSY,FENCE&GATE.4/0 | 378 | EA | 1
155350EMT01 | United States | USD | ROD,GRD,5/8X3.0M,CU BOND, | 47.56 | EA | 5
SCB12502A | United States | USD | WELD METAL,ALLOY,F80 | 35.89 | EA | 0
XLLJCEG3Q | United States | USD | MOLD,CABLE TO BUS/LUG, | 212.91 | EA | 1
VNC9DRH1.25 | United States | USD | MOLD,CABLE TO VERT STL,HO | 212.91 | EA | 1
PTD9H9H | United States | USD | MOLD,CABLE, HORZ THRU PAR | 451.38 | EA | 1
DT2300M | Asia | USD | TYPE 2 MODULE, 300V | 54.57 | EA | 1
534034GE31 | United States | USD | FLEXIBAR,ADV,6X40X1MM,GE, | 143.74 | EA | 10
LAC9F003 | United States | USD | MOLD,CABLE TO BUS/LUG,HOR | 212.91 | EA | 1
PTC2S2S | United States | USD | MOLD,CABLE,HORZ THRU PARA | 212.91 | EA | 1
XL300 | United States | USD | WELD METAL,ALLOY,F20,EXOL | 99.13 | EA | 4
XBV3Q3QW | United States | USD | MOLD,CABLE,HORZ X LAPPED | 1015.7 | EA | 1
633440FMS | United States | USD | ROD,GRD,3/4X1.2,CU CLAD | 33.19 | EA | 50
556210 | Asia | USD | SLEEVE GLASSFIBRE FGBS 8 | 3.37 | MT | 100
ADCOMP056 | United States | USD | BLUNT FINIAL TIP, D/SMKIV | 73.44 | EA | 1
B295X51Z74 | United States | USD | LABEL,ADHESIVE,TYPE 2 | 86.03 | EA | 0
SBTBJ3348B | United States | USD | BOND,JUMPER,3/16 & 3/4 TA | 15.41 | EA | 0
HXC33 | United States | USD | MOLD,STUD TO HORZ STL | 212.91 | EA | 1
VST1G | United States | USD | MOLD,CABLE TO VERT STL,45 | 207.39 | EA | 1
534015TEC01 | United States | USD | FLEXIBAR,ADV,10X20X1,TECO | 41.2 | EA | 10
663400 | Asia | USD | ROD,TIE DN,CU BOND,3/4X10 | 201.08 | EA | 0
VNC1TLH1.50 | United States | USD | MOLD,CABLE TO VERT STL, | 212.91 | EA | 1
TAC2C1Y | United States | USD | MOLD,CABLE,HORZ TEE | 212.91 | EA | 1
569150 | Asia | USD | JUMPER | 2.78 | EA | 600
VTC1V | United States | USD | MOLD,CABLE TO VERT STL,HO | 212.91 | EA | 1
XACY6Y3 | Europe | USD | MOLD XACY6Y3 | 212.91 | EA | 1
TAC2C9E | United States | USD | MOLD,CABLE,HORZ TEE | 212.91 | EA | 1
NDF163Q | United States | USD | MOLD,CABLE TO GRD ROD,HOR | 507.28 | EA | 1
DT148030R | United States | USD | TYPE 1, 480V, 3 0 | 413.82 | EA | 1
LAC1DCE | United States | USD | MOLD,CABLE TO BUS/LUG,HOR | 212.91 | EA | 1
LPC790 | Asia | USD | CLAMP,CU,GROUND ROD,CABLE | 22.98 | EA | 1
534026ABBI02 | United States | USD | FLEXIBAR,ADV,5X32X1,ABBI, | 47.15 | EA | 10
PTCSFSF | United States | USD | MOLD,CABLE,HORZ THRU PARA | 212.91 | EA | 1
LK316A | United States | USD | GROMMET,RUBBER,16MM FORM | 19.44 | EA | 1
EL43TS5 | United States | USD | COUPLER,LENTON,STRAIGHT | 85.26 | EA | 1
ML533 | United States | USD | PLATE,DECK,#5,ASSY | 438.07 | EA | 0
PTC2Q1LW | United States | USD | MOLD,CABLE,HORZ THRU PARA | 253.23 | EA | 1
B2617A | Asia | USD | CLAMP,ASSY,STATIC GRD,AIRCRAFT | 68.23 | EA | 1
PTCY6Y3 | United States | USD | MOLD,CABLE, HORZ THRU PAR | 212.91 | EA | 1
GTC163A | United States | USD | MOLD,CABLE TO GRD ROD,VER | 212.91 | EA | 1
HTC2V | United States | USD | MOLD,CABLE TO HORZ STL,HO | 212.91 | EA | 1
A930Z044 | United States | USD | ROD,THREADED,1/2-13UNC-2A | 7.52 | EA | 1
GTC183X | United States | USD | MOLD,CABLE TO GRD ROD,VER | 212.91 | EA | 1
EDT230040R | Europe | USD | ENHANCED TYPE 2, 300V, 40 | 287.05 | EA | 1
LKT18 | United States | USD | COUPLER,LENTON,INTERLOK,# | 307.37 | EA | 1
LPLC448 | United States | USD | BASE,TERMINAL,AIR,CAST,CR | 265.7 | EA | 1
534034ARZ09 | United States | USD | FLEXIBAR,ADV,6X40X1MM,ARZ | 472.09 | EA | 10
LPP92058 | United States | USD | SET,CAST POINT,COMPASS, | 47.48 | EA | 1
PQDM3320S277 | United States | USD | PQDM-8-1P-277V, FSPM3320S | 3368.88 | EA | 1
ZCCSS19 | United States | USD | MOLD,CABLE,NO BUILD-UP | 212.91 | EA | 1
SDT34 | Asia | USD | THREADED DRILLING TIP 3/4 POINTED | 9.28 | EA | 0
AWG7X6 | United States | USD | WIRE,CU,#6,7STR X 14 GA X | 11.31 | EA | 0
A219 | United States | USD | CLIP,RAIL,5/16 DIA DOUBLE | 10.44 | EA | 100
S429F4K16 | United States | USD | SLEEVE,CU,FLARED,650/24 R | 2.9 | EA | 25
PTC9E8D | United States | USD | MOLD,CABLE, HORZ THRU PAR | 212.91 | EA | 1
EGBA14424KK | United States | USD | BAR,GRD BUS,1/4 X 4 X 24 | 282 | EA | 1
EL57TP14LES | United States | USD | COUPLER,LENTON,P14L,57MM, | 295.18 | EA | 1
635800 | United States | USD | ROD,GRD,5/8X10,SEC,CU | 50.21 | EA | 5
XLPCC2Q1L | United States | USD | MOLD,CABLE, HORZ TAP PARA | 252.73 | EA | 1
PTC2L2CW | United States | USD | MOLD,CABLE, HORZ THRU PAR | 253.23 | EA | 1
PCLB159.4 | United States | USD | PYRAMID, LOCKHEED, #4 | 163936.89 | EA | 1
549720 | United States | USD | BUSBAR,10 MM,PLAIN,2M PC | 747.95 | EA | 2
VVR8F | United States | USD | MOLD,CABLE TO VERT STL,VE | 289.29 | EA | 1
PB20LE1VCG | United States | USD | MOLD,CABLE TO BUS/LUG,HOR | 153.72 | EA | 1
XLGRC182G | United States | USD | MOLD,CABLE TO GRD ROD,VER | 252.73 | EA | 1
RJE562G | United States | USD | MOLD/FRAME,CABLE TO REBAR | 596.26 | EA | 1
ERICORE017T | United States | USD | DOWNCONDUCTOR,LIGHTNING, | 3795.42 | EA | 1
LACY6CAL | Europe | USD | MOLD LACY6CAL | 212.91 | EA | 1
615800 | Asia | USD | GROUND ROD, POINTED 5/8" X 10' | 48.26 | EA | 5
559156 | Asia | USD | PUNCH AND DIE FOR MFPT M12 - 1/2 IN | 132.04 | EA | 1
FM103SR | Europe | USD | FRAME,WELDMENT,ASSY | 1559.07 | EA | 1
EGBA14422BD | United States | USD | BAR ASSY,GRD BUS,1/4X4X22 | 260 | EA | 1
615885GAL01 | United States | USD | ROD,GRD,5/8X8,CU BONDED | 31.45 | EA | 5
615880HA01UL | United States | USD | ROD,GRD,5/8X8,CU CLAD,10 | 34.23 | EA | 5
RJE591V | United States | USD | MOLD,CABLE TO REBAR,VERT | 596.26 | EA | 1
A931A002 | United States | USD | NAIL,ROOF,RING BARB SHANK | 0.42 | EA | 1
PBK015C | United States | USD | FRAME,3RD RAIL ASSY,2000 | 6781.02 | EA | 1
GYR182B | United States | USD | MOLD,CABLE TO GRD ROD,VER | 289.29 | EA | 1
PBB158 | United States | USD | CHAIN,ASSY,20 IN LONG WIT | 203.88 | EA | 0
RBT81011A | United States | USD | SLEEVE,CADWELD,#8 -1 T- | 79.07 | EA | 1
SSPDTC3P480 | United States | USD | SSPD, TNC, THREE PHASE, | 484.62 | EA | 1
SSDP9 | United States | USD | MOLD,CABLE,HORZ SPLICE | 451.38 | EA | 1
RRC51Y4 | Europe | USD | MOLD RRC51Y4 | 212.91 | EA | 1
LPC371L38 | United States | USD | MOUNT,PIPE,HORIZONTAL CAS | 73.47 | EA | 1
GDTTESTER | United States | USD | GDT TEST UNIT | 2508.63 | EA | 1
CAHAA1TB | United States | USD | MOLD,CABLE TO HORZ STL,HO | 129.72 | EA | 1
FRP4.6MBLACK | Asia | USD | MAST,FRP,INSUL,4.6M,60MM ID 68MM OD,BLK | 1593.79 | EA | 1
554282 | Asia | USD | CPI 16-400-8 | 17.98 | EA | 1
CBSC13 | Asia | USD | CU-BONDED STEEL CONDUCTOR,100M,13.2MM DI | 958.39 | EA | 1
LPC207B | Asia | USD | AIR TERM,CU 3/8 X 36 BARE POINTED | 45.48 | EA | 1
RRA531Y | United States | USD | MOLD,CABLE TO REBAR,HORZ | 129.72 | EA | 1
ADCOMP058 | Asia | USD | TIP,FINIAL,SHARP,D/SMKIV | 67.54 | EA | 1
PB13ST1HLH | United States | USD | MOLD,CABLE TO RAIL,HORZ T | 208.86 | EA | 1
683450 | United States | USD | ROD,GROUND,SS,3/4X5 | 199.01 | EA | 5
B101GGOL | United States | USD | LUG,CU,3/8 X 1 1/2 W/1-11 | 51.76 | EA | 5
CAVST1HM | United States | USD | MOLD,CABLE TO VERT STL,45 | 139.13 | EA | 1
PGC1Y1Y | United States | USD | MOLD,CABLE, HORZ THRU PAR | 212.91 | EA | 1
RCE531G | United States | USD | MOLD,CABLE TO REBAR,VERT | 596.26 | EA | 1
B2122G16 | United States | USD | LUG,BOND,1/8 X 1 LUG (1) | 87.69 | EA | 1
LK309A | United States | USD | GROMMET,RUBBER,#9 FORM MO | 23.64 | EA | 1
B18706X | United States | USD | FRAME,ASSY,3X3X7-7 1/4 | 460.59 | EA | 1
PHR1V1V | United States | USD | MOLD,CABLE, VERT THRU PAR | 289.29 | EA | 1
EGBF14406LL | United States | USD | BUSBAR,GRD,CU,1/4X4X6,LL | 114 | EA | 1
558226ADV | United States | USD | BRAID,SHUNT,INSULATED | 5.96 | EA | 1
ERICORE096T | United States | USD | DOWNCONDUCTOR,LIGHTNING, | 15012.11 | EA | 1
LPC208LST | United States | USD | POINT,CU,BLUNT,3/8IN X | 147.62 | EA | 1
XAC1V1L | United States | USD | MOLD,CABLE,HORZ X SAME PL | 212.91 | EA | 1
715345 | United States | USD | TOOL,KIT,RAIL CONTACT INS | 2468.23 | EA | 1
EGBA14412GGT | United States | USD | BAR,GRD ASSY,1/4 X 4 X 12 | 174 | EA | 1
LPC221 | United States | USD | POINT,CU,1/2IN X 10IN | 41.67 | EA | 1
UTB60SPM | United States | USD | PROTECTOR,SURGE,UTB REPLA | 116.69 | EA | 1
FLXKRW0001 | United States | USD | KIT,FLEXIBAR,ADV,6X32X1MM | 667.54 | EA | 1
RBTSB15045D | United States | USD | BASIN,POURING,#9 HORZ. TO | 570.44 | EA | 1
534048CPTM03 | United States | USD | FLEXIBAR,ADV,10X63X1,CPTM | 738.62 | EA | 1
TAC3D9E | United States | USD | MOLD,CABLE,HORZ TEE | 212.91 | EA | 1
615803SG01 | United States | USD | GROUND ROD,COPPERBONDED, | 33.31 | EA | 5
DT17511R | Europe | USD | DIVERTER,TYPE 1, 75V, 11 | 532.37 | EA | 1
534019ABB10 | United States | USD | FLEXIBAR,ADV,5X24X1MM,ABB | 110.25 | EA | 1
EGBA14414LL | United States | USD | BAR,ASSY,GRD BUS,1/4 X 4 | 172 | EA | 1
LPC302L12 | United States | USD | BASE,CABLE,AND AIR TERMIN | 66.98 | EA | 1
RCE53Y5 | United States | USD | MOLD,CABLE TO REBAR,VERT | 596.26 | EA | 1
568667 | United States | USD | EARTHING & NEUTRAL BUSBAR | 41 | EA | 10
534057IPPS04 | United States | USD | FLEXIBAR,ADV,8X100X1,IPPS | 250.62 | EA | 1
PB13ST2L171CRLH | United States | USD | MOLD,CABLE TO RAIL, HORZ | 208.86 | EA | 1
HSC2G12 | United States | USD | MOLD,CABLE TO HORZ STL,HO | 212.91 | EA | 1
PTC2B3Q | United States | USD | MOLD,CABLE, HORZ THRU PAR | 212.91 | EA | 1
RRC52Y5 | United States | USD | MOLD,CABLE TO REBAR, | 212.91 | EA | 1
VBC8K | United States | USD | MOLD,CABLE TO VERT STL,VE | 212.91 | EA | 1
EHL58G1K1K | United States | USD | CONNECTOR,COMPRESSION,GAL | 35.19 | EA | 25
VSC9FV2 | United States | USD | MOLD,CABLE TO VERT STL,45 | 212.91 | EA | 1
LJCGG2L | United States | USD | MOLD,CABLE TO BUS/LUG,HOR | 212.91 | EA | 1
LPC34538 | United States | USD | BASE,CU,CAST,RIDGE, | 67.69 | EA | 1
RDH571T | United States | USD | MOLD,CABLE TO REBAR,HORZ | 373.05 | EA | 1
GRT16W3 | United States | USD | MOLD,CABLE TO GRD ROD,VER | 207.39 | EA | 1
CAHBA1Y18 | United States | USD | MOLD,CABLE TO HORZ CAST I | 129.72 | EA | 1
TAC3D1Y | United States | USD | MOLD,CABLE,HORZ TEE | 212.91 | EA | 1
LPA100500 | Europe | USD | CABLE,SMOOTHWEAVE,AL, | 1.66 | MT | 150
VBC2PV3.50 | United States | USD | MOLD,CABLE TO VERT STL,VE | 212.91 | EA | 1
534053 | Asia | USD | FLEX ADV2MTC 10X80X1 | 1087.94 | EA | 11
RBWS1467F | United States | USD | BASIN,POURING,#11 STANDAR | 233.68 | EA | 1
GTT14A1G | United States | USD | MOLD,CABLE TO GRD ROD,VER | 207.39 | EA | 1
GMR181V | United States | USD | MOLD,CABLE TO GRD ROD,VER | 289.29 | EA | 1
534045STK02 | United States | USD | FLEXIBAR,ADV,5X63X1MM,STK | 77.51 | EA | 10
LPS815 | Asia | USD | CLAMP,SEAM,STANDING,SS | 9.07 | EA | 1
LPC2842F5F | United States | USD | ADAPTER,CU,SWIVEL,1/2IN | 43.35 | EA | 1
VNC1HLH6 | United States | USD | MOLD,CABLE TO VERT STL,HO | 212.91 | EA | 1
M2372X | United States | USD | FRAME,ASSY,3 PC,WITH | 228.47 | EA | 1
NCR18Y2 | United States | USD | MOLD,CABLE TO GRD ROD,HOR | 289.29 | EA | 1
285103 | United States | USD | KIT,FLEXIBAR,ADV,EATON | 159.23 | EA | 10
XBQ2F2F | United States | USD | MOLD,CABLE,HORZ X LAPPED, | 406.5 | EA | 1
LPC206ST | United States | USD | POINT,CU,BLUNT,3/8IN X | 101.04 | EA | 1
PTC1L1H | United States | USD | MOLD,CABLE, HORZ THRU PAR | 212.91 | EA | 1
153670 | United States | USD | PLUG,STEEL,EL-25-CPPS | 2.31 | EA | 1
XAC2Q2G | United States | USD | MOLD,CABLE,HORZ X SAME PL | 212.91 | EA | 1
RBWS1481J | United States | USD | BASIN,POURING,#14 STANDAR | 352.64 | EA | 1
553530 | Asia | USD | CONNECTOR FBC 10X15.5 ZB | 5.35 | EA | 45
A239HD2S242Q5LH | United States | USD | CLAMP,FENCE,4/0 FLEX,4/0 | 488.77 | EA | 1
CAFCA1V12 | United States | USD | MOLD,,CABLE TO HORZ C.I.P | 129.72 | EA | 1
SSC1T2G | United States | USD | MOLD,CABLE,HORZ SPLICE | 212.91 | EA | 1
CAD12C10 | United States | USD | BOND,PIGTAIL,1/0 CONC,10 | 73.12 | EA | 1
LPA265 | United States | USD | POINT,AL,TUBULAR,5/8X24IN | 132.33 | EA | 1
BMKEMCM | United States | USD | MOLD,BUS BAR,HORZ TEE BAR | 966.13 | EA | 1
EGBA14630CC | United States | USD | BAR,ASSY,GRD BUS,1/4 X 6 | 468 | EA | 1
T427 | Asia | USD | TOOL KIT SLEEVES | 229.59 | EA | 1
LPA233ST | United States | USD | POINT,AL,5/8X15IN,1/2THR | 7.54 | EA | 1
47858620AEP | United States | USD | ROD,GRD,5/8,CU PLATED,15 | 61.45 | EA | 0
BXB139AA2 | United States | USD | BOX,ONELOOK,ERICO | 7.53 | EA | 0
LPA225ST | United States | USD | POINT,AL,BLUNT,1/2 X 24IN | 12.02 | EA | 1
RBT7101 | United States | USD | SPLICE,KIT,#7 CADWELD T-S | 161.84 | EA | 1
LC36B12ESD | United States | USD | SLEEVE,B12 SERIES,EPOXY | 318.24 | EA | 1
PB10LA2GEF | United States | USD | MOLD,CABLE TO BUS/LUG,HOR | 153.72 | EA | 1
CAHBA1K12 | United States | USD | MOLD,CABLE TO HORZ CAST I | 129.72 | EA | 1
CAVFP1G | United States | USD | MOLD,CABLE TO VERT STL,VE | 233.95 | EA | 1
GTC33CU2Q | United States | USD | MOLD,CABLE TO GRD ROD, | 212.91 | EA | 1
LPC223ST | United States | USD | POINT,CU,BLUNT,1/2IN X | 51.19 | EA | 1
RDH572QW | United States | USD | MOLD,CABLE TO REBAR,HORZ | 413.37 | EA | 1
545826 | United States | USD | DIE,TOOL,20MM | 149.57 | EA | 1
SSC2Q1Y | United States | USD | MOLD,CABLE,HORZ SPLICE | 212.91 | EA | 1
PBB2720HS252 | United States | USD | BOND,IMPD,ASSY,NEUTRAL | 3604.26 | EA | 1
534028LAM09 | United States | USD | FLEXIBAR,ADV,8X32X1MM,LAM | 365.7 | EA | 10
UTB30SP | Asia | USD | UTB, 1PAIR, PLUGABLE, 30V, 2A, 20KA | 117.62 | EA | 1
B2610A | Asia | USD | CLAMP,ASSY,STATIC GRD,1 IN OPENING | 55.35 | EA | 1
HAH2Q350C | United States | USD | MOLD,CABLE TO HORZ STL,HO | 373.05 | EA | 1
PB13ST2Q104CRRH | United States | USD | MOLD,CABLE TO RAIL,HORZ | 289.29 | EA | 0
534029ABB30 | United States | USD | FLEXIBAR, ADV, 8X32X1MM | 143.74 | EA | 1
SSCY7Y6 | Europe | USD | MOLD SSCY7Y6 | 212.91 | EA | 1
285023C | United States | USD | KIT,FLEXIBBAR,LAM | 431.768 | EA | 10
LPC34512 | Asia | USD | BASE,CU,CAST,RIDGE, 1/2IN POINT | 67.69 | EA | 1
INTCPTADM58 | Europe | USD | ADAPTER,FITTING,ER2XXXSS | 98.73 | EA | 1
B165B | United States | USD | COVER,CASTING,B165 | 26.5 | EA | 0
615800GAL01 | United States | USD | ROD,GRD,5/8X10,CU BONDED | 48.26 | EA | 5
SBTBJ3336B | United States | USD | BOND,JUMPER,3/16 & 3/4 TA | 10.02 | EA | 0
TGBA14L06PT | United States | USD | BAR ASSY,GRD BUS,1/4X2X13 | 144 | EA | 1
TAC2L2L | United States | USD | MOLD,CABLE,HORZ TEE | 212.91 | EA | 1
LU36MT12D | United States | USD | LENTON ULTIMATE,MALE, | 22.64 | EA | 1
EGBA14412LL | United States | USD | BAR,GRD BUS,1/4 X 4 X 12 | 150 | EA | 1
IJS100 | United States | USD | SLOTTER,INSULATED JOINT, | 7472.05 | EA | 1
CAB399A | United States | USD | HANDLE,MINI,EZ,T PRICE KE | 80.27 | EA | 0
PB65PLUSF80 | Asia | USD | CADWELD PLUS,#65,F80,DARK GREEN | 8.69 | EA | 20
716997 | United States | USD | DIE,CRIMP,PK-ML,150MM2 | 165.36 | EA | 1
PBW12W42 | United States | USD | BOND KIT,JOINT,250 RLAY | 53.47 | EA | 1
508031 | Asia | USD | FleXbus Cond., 640 mm?, 3,000 mm | 489.93 | EA | 1
FLXPLAM0010 | United States | USD | FLEXIBAR,ADV,2X15.5X0.8MM | 471.06 | EA | 1
MBA26CCL | United States | USD | MOLD,BLANK,3 X 3 X 9 3/4 | 178.5 | EA | 0
RRC532Q | United States | USD | MOLD,CABLE TO REBAR,HORZ | 212.91 | EA | 1
VSC1VV3C | United States | USD | MOLD,CABLE TO VERT STL,45 | 212.91 | EA | 1
BENTFILL | United States | USD | MATERIAL,FILL,BENTONITE | 49.64 | EA | 1
RRA551E | United States | USD | MOLD,CABLE TO REBAR,HORZ | 129.72 | EA | 1
TSF120MTDS | Europe | USD | MODULE, SURGE, TSF, 120V, | 126.82 | EA | 1
VSCS1 | United States | USD | MOLD,CABLE TO VERT STL,45 | 212.91 | EA | 1
RBT111012A | United States | USD | SLEEVE,CADWELD,#11 -2 T- | 102.97 | EA | 1
ECRHE152Q4U | United States | USD | GROUND ROD,ASSY,EXTENTION | 2854.45 | EA | 1
RHH562G | United States | USD | MOLD,CABLE TO REBAR ,HORZ | 373.05 | EA | 1
EWB2G9164 | United States | USD | BOND,ASSY,ROD/CABLE,WELDA | 67.86 | EA | 1
LJCEG2GL | United States | USD | MOLD,CABLE TO BUS/LUG,HOR | 212.91 | EA | 1
534055VGC02 | United States | USD | FLEXIBAR,ADV,5X100X1MM,VG | 52.6 | EA | 1
GTCP160Y7 | United States | USD | MOLD,CABLE TO GRD ROD,VER | 212.91 | EA | 1
SB20136CWP | United States | USD | BOND KIT,JOINT HEAD,3/16 | 9.74 | EA | 60
534056RW21 | United States | USD | FLEXIBAR,ADV,6X100X1MM,RW | 416.32 | EA | 1
T329A | United States | USD | HANDLE,FILE, | 27.68 | EA | 0
534026 | Asia | USD | FLEX ADV2MTC 5X32X1 | 200.21 | EA | 2
CAHBA1V12 | United States | USD | MOLD,CABLE TO HORZ CAST I | 129.72 | EA | 1
534005 | United States | USD | FLEX ADV2MTC 6X13X0,5 | 70.17 | EA | 4
CWP2J | United States | USD | CLAMP,WATER PIPE,BRZ 1-1/ | 22.26 | EA | 12
558931 | United States | USD | FLEX FOLD-U SHAPE MFFU | 1940.75 | EA | 1
GRC162L | United States | USD | MOLD,CABLE TO GRD ROD,VER | 212.91 | EA | 1
716306 | United States | USD | DRILL,HOLLOW CORE,16MM | 279.48 | EA | 1
560800 | United States | USD | CAP CAPN5 | 0.51 | EA | 100
EL32CPPSW | United States | USD | LENTON,PLUG,PLASTIC,STEEL | 6.28 | EA | 25
534036GE02 | United States | USD | FLEXIBAR,ADV,10X40X1MM,GE | 288.18 | EA | 10
HDVVF9FV6 | United States | USD | MOLD,CABLE TO VERT STL,VE | 507.28 | EA | 1
PQCF160-240V | United States | USD | SES160F240V | 1449.43 | EA | 1
613440 | Europe | USD | EARTH ROD,CU BOND,POINTED | 31.31 | EA | 5
EGBA14418BC | United States | USD | BUSBAR,GRD,CU,1/4X4X18,BC | 216 | EA | 1
EGBA14420CC | United States | USD | BAR ASSY,GRD BUS,1/4X4X20 | 238 | EA | 1
GRC16S7 | United States | USD | MOLD,CABLE TO GRD ROD,VER | 212.91 | EA | 1
HDPTC2G9H | United States | USD | MOLD,CABLE,HORZ THRU PARA | 212.91 | EA | 1
EGBC14196EE | United States | USD | BAR,GRD BUS,1/4 X 1 X 96 | 480 | EA | 1
TACW8W8 | Europe | USD | MOLD TACW8W8 | 212.91 | EA | 1
508118 | United States | USD | COPPER,BUSBAR, | 243.2 | EA | 1
LVCEG3Q | United States | USD | MOLD,CABLE TO BUS,HORZ CA | 212.91 | EA | 1
PTC3A2L | United States | USD | MOLD,CABLE, HORZ THRU PAR | 212.91 | EA | 1
VSC8E | United States | USD | MOLD,CABLE TO VERT STL,45 | 212.91 | EA | 1
FLXPABB0045 | United States | USD | FLEXIBAR,ADV,8X32X1,ABB | 456.86 | EA | 1
MBH02 | United States | USD | MOLD,BLANK,152532 T PRICE | 373.05 | EA | 1
A239HC2S182C5RH | United States | USD | CLAMP,FENCE,4/0 FLEX,4/0 | 464.4 | EA | 1
OMG100C2P | United States | USD | OMEGA LEXAN, TDX100C, 2PH | 7.94 | EA | 1
FLXPLAM0111 | Asia | USD | 718-A57359-001 | 409.55 | EA | 1
534427 | United States | USD | IBSB ADV 100-1030-8-10 | 87.36 | EA | 10
ECRV102L4U | United States | USD | GROUND ROD,ASSY,KIT,10FT, | 1502.04 | EA | 1
VFRS6 | United States | USD | MOLD,CABLE TO VERT STL,VE | 289.29 | EA | 1
TAC2Q9G | United States | USD | MOLD,CABLE,HORZ TEE | 212.91 | EA | 1
SSPDTT3P300 | United States | USD | SSPD, TT THREE PHASE, | 510.44 | EA | 1
SBA255D1 | Asia | USD | CLIP ASSY,RAIL,12.5MM MESSENGER WIRE | 13.82 | EA | 1
508020 | United States | USD | BRAID,FLEXIBLE, | 332.15 | EA | 1
EST6472 | Asia | USD | GROUND RESISTANCE TESTER,MULTI-FUNCTION | 8083.1 | EA | 1
561151 | United States | USD | BLOCK, SPLICE,160A, 1000V | 24.09 | EA | 1
NDR16Y2 | Europe | USD | MOLD NDR16Y2 | 289.29 | EA | 1
RJC53Y4 | United States | USD | MOLD,CABLE TO REBAR,VERT | 212.91 | EA | 1
M22151 | United States | USD | INSULATOR,3RD RAIL,70SYM, | 45.84 | EA | 18
554345 | Asia | USD | CPI 50-250-12 | 23.91 | EA | 1
TAC3Q1Y | United States | USD | MOLD,CABLE,HORZ TEE | 212.91 | EA | 1
SBG100 | Asia | USD | RAIL GRINDER,BATTERY,POWERED,DEWALT | 649.6 | EA | 1
561730 | United States | USD | METAL SPACER M5 X 60 | 1.54 | EA | 25
534010ABB16 | United States | USD | FLEXIBAR,ADV,2X20X1MM,ABB | 117.61 | EA | 10
LPC229BST72 | United States | USD | POINT,CU,BLUNT BARE,1/2IN | 144.22 | EA | 1
PCC1Y1G | United States | USD | MOLD,CABLE, HORZ TAP PARA | 212.91 | EA | 1
VACY3 | United States | USD | MOLD,CABLE,TO VERT STL HO | 212.91 | EA | 1
TAC3H3D | United States | USD | MOLD,CABLE,HORZ TEE | 212.91 | EA | 1
TAC9Q9Q | United States | USD | MOLD,CABLE,HORZ TEE | 212.91 | EA | 1
GYR168F | United States | USD | MOLD,CABLE TO GRD ROD,VER | 289.29 | EA | 1
GYE18Y4 | United States | USD | MOLD,CABLE TO GRD ROD,VER | 596.26 | EA | 1
SSCP173 | United States | USD | MOLD,CABLE,HORZ SPLICE | 212.91 | EA | 1
SRGBE100 | United States | USD | GRID,SRG,12 X 100,26 GAGE | 5136.22 | EA | 1
GYE181Y | United States | USD | MOLD,CABLE TO GRD ROD,VER | 596.26 | EA | 1
SBPAJB24 | United States | USD | BOND,PLUG,S5 24 LONG | 7.08 | EA | 50
559040 | United States | USD | TOOL,HYDRAULIC,SHEAR,BLAD | 300.69 | EA | 1
WD84 | United States | USD | HAMMER,DIE,2/0 CONC 1/0 R | 279.01 | EA | 1
BACPAM | United States | USD | MOLD,BUS BAR,HORZ SPLICE | 212.91 | EA | 1
VGC1G | United States | USD | MOLD,CABLE TO VERT STL,HO | 212.91 | EA | 1
FLXPSAM0002 | United States | USD | FLEXIBAR,ADV,4X24X1,SAM | 9999999.99 | EA | 1
TAC3Q9E | United States | USD | MOLD,CABLE,HORZ TEE | 212.91 | EA | 1
LPC254 | United States | USD | POINT,CU,TUBULAR,5/8X18IN | 62.8 | EA | 1
SSCY0 | Europe | USD | MOLD SSCY0 | 212.91 | EA | 1
HDGED18 | United States | USD | MOLD,GRD ROD, HORZ SPLICE | 451.38 | EA | 1
545801 | Asia | USD | 6.5MM DIE | 149.62 | EA | 1
EL32D6SA1200 | United States | USD | COUPLER,LENTON,SA HEAD, | 147.19 | EA | 1
285112 | United States | USD | KIT,FLEXIBAR,ADV,EATON | 116.19 | EA | 1

## CAD
Part Number | Region | Currency | description | List Price | Unit of Measure | Order Min
PTC2P9L | Canada | CAD | MOLD,CABLE,HORZ THRU PARA | 276.78 | EA | 0
GRC183D | Canada | CAD | MOLD,CABLE TO GRD ROD,VER | 276.78 | EA | 0
LPA100CTO | Canada | CAD | CABLE,AL,SMOOTH WEAVE,24 | 2.31 | EA | 0
PCC2Q1Y | Canada | CAD | MOLD,CABLE,HORZ TAP PRALL | 276.78 | EA | 0
RJE602Q | Canada | CAD | MOLD,CABLE TO REBAR,VERT | 775.14 | EA | 0
EGBA14118NN | Canada | CAD | BAR ASSY,GRD BUS,1/4X1X18 | 140.4 | EA | 0
ISOFRP3M | Canada | CAD | TUBE,BAR | 748.22 | EA | 0
563910 | Canada | CAD | BD 80-100AL 14 TER | 40.35 | EA | 0
SS40SR | Canada | CAD | MOLD,HV CABLE SPLICE,HORZ | 1978.83 | EA | 0
B540A38634A1 | Canada | CAD | COVER,BUSBAR,3/8X6X34,W/ | 357.92 | EA | 0
ECRH102Q4DB | Canada | CAD | GROUND ROD,ASSY,10 FT,HOR | 1960.01 | EA | 0
B13714 | Canada | CAD | DRIVE,ROD,SLEEVE 1/2 CU R | 192.05 | EA | 0
EGGBC14412SSS2 | Canada | CAD | BUSBAR,STL,GALV,1/4X4X12, | 349.6 | EA | 0
XLHSC2C | Canada | CAD | MOLD,CABLE TO HORZ STL,HO | 328.55 | EA | 0
EGBC14416CAT | Canada | CAD | BUSBAR,GRD,CU,1/4X4X16,CA | 270.4 | EA | 0
SBB2721WS300 | Canada | CAD | SHUNT,HEAD,HARD,3/16 W/OR | 305.24 | EA | 0
SBL165106 | Canada | CAD | CLAMP,RAIL DRILL,L165 | 180.45 | EA | 0
PTD3D3H | Canada | CAD | MOLD,CABLE,HORZ THRU PAR | 586.79 | EA | 0
PGT08CSM | Canada | CAD | MOLD,CABLE, HORZ THRU PAR | 269.61 | EA | 0
549511 | Canada | CAD | KIT,SUPPORT,BUSBAR,CABS | 112.68 | EA | 0
VTC1VV3C | Canada | CAD | MOLD,CABLE TO VERT STL,HO | 276.78 | EA | 0
EGS555001 | Canada | CAD | BRAID,CU,TINNED,CUSTOM, | 94.9 | EA | 0
HDPTC2Q2G | Canada | CAD | MOLD,CABLE,HORZ THRU PARA | 276.78 | EA | 0
PB60TA3Q4Y | Canada | CAD | MOLD,CABLE,HORZ TEE | 423.66 | EA | 0
FLXPAPG0014 | Canada | CAD | FLEXIBAR,ADV,4X80X1MM,APG | 910.17 | EA | 0
RJC51Y4 | Canada | CAD | MOLD,CABLE TO REBAR,VERT | 276.78 | EA | 0
XB32V2V | Canada | CAD | MOLD,CABLE,HORZ X LAPPED | 606.83 | EA | 0
560700 | Canada | CAD | DISTANCE HOLDER 30M6 | 2.57 | EA | 0
PTC9A9A | Canada | CAD | MOLD,CABLE,HORZ THRU PARA | 276.78 | EA | 0
XLHAC2C013 | Canada | CAD | MOLD,CABLE TO HORZ STL,HO | 328.55 | EA | 0
SBS24883 | Canada | CAD | BOND,JOINT HEAD,3/16X7 1/ | 10.89 | EA | 0
CAF12G40 | Canada | CAD | BOND,CATH,2/0,CONC,19 STR | 105.57 | EA | 0
S27131 | Canada | CAD | MOLD,CLIP,4 IN | 3.22 | EA | 0
LPC318L38 | Canada | CAD | BASE,CU,PNT,3/8 THRD,CAST | 72.48 | EA | 0
534037L3MP | Canada | CAD | FLEXIBAR,BUSBAR,MTO, | 99999.99 | EA | 0
XAC2V1V | Canada | CAD | MOLD,CABLE,HORZ X SAME PL | 276.78 | EA | 0
633463 | Canada | CAD | GROUND ROD,CU CLAD,SECTIO | 72.18 | EA | 0
182004 | Canada | CAD | CAT64HPE-INS, 100 MM | 20.83 | EA | 0
GYE169G | Canada | CAD | MOLD,CABLE TO GRD ROD,VER | 775.14 | EA | 0
GJC311V | Canada | CAD | MOLD,CABLE TO GRD ROD,HOR | 276.78 | EA | 0
VBC2QV1.25 | Canada | CAD | MOLD,CABLE TO VERT STL,VE | 276.78 | EA | 0
LPC49234 | Canada | CAD | HOLDER,CU,BARE LAY-IN | 56.72 | EA | 0
TSM0062GR | Canada | CAD | STRUT,PIPE,CLAMP,1/2IN CT | 9.98 | EA | 0
561620 | Canada | CAD | METAL SPACER M4 X 40 | 2 | EA | 0
GYE223D | Canada | CAD | MOLD,CABLE TO GRD ROD,VER | 775.14 | EA | 0
RBW73911SVS | Canada | CAD | INSTALLATION KIT,EQUIP,#1 | 2889.19 | EA | 0
T416CKEY | Canada | CAD | KEY,FOR USE WITH T416C | 59.64 | EA | 0
PTC1V1V | Canada | CAD | MOLD,CABLE,HORZ THRU PARA | 276.78 | EA | 0
VBR3Q | Canada | CAD | MOLD,CABLE TO VERT STL,VE | 376.08 | EA | 0
PB10VS2Q | Canada | CAD | MOLD,CABLE TO VERT STL,45 | 199.84 | EA | 0
534006ATC01 | Canada | CAD | FLEXIBAR,ADV,2X15.5X0.8MM | 132.41 | EA | 0
534058SER01 | Canada | CAD | FLEXIBAR,ADV,10X100X1,SER | 2153.55 | EA | 0
VBC2GV3 | Canada | CAD | MOLD,CABLE TO VERT STL,VE | 276.78 | EA | 0
558661 | Canada | CAD | BRAID,SHUNT,INSULATED, | 40.42 | EA | 0
T343R | Canada | CAD | TOOL,KIT,W/RASP | 968.9 | EA | 0
LPC540L | Canada | CAD | PLATE,CU,CAST,FLAT METCU, | 43.36 | EA | 0
CAGRT161HM | Canada | CAD | MOLD,CABLE TO GRD ROD,VER | 255.61 | EA | 0
633400PPI01 | Canada | CAD | ROD,GRD,3/4X10,CU CLAD,10 | 2.63 | EA | 0
XACY8Y3 | Canada | CAD | MOLD,CABLE,HORZ X SAME PL | 276.78 | EA | 0
SBXSHU2 | Canada | CAD | BOND,KIT,RAILHEAD,3/16, | 17.19 | EA | 0
EGBA14416LL | Canada | CAD | BAR,GRD BUS,1/4 X 4 X 16 | 252.2 | EA | 0
560620 | Canada | CAD | DISTANCE HOLDER 55M5 | 3.39 | EA | 0
CAHBA1Y8 | Canada | CAD | MOLD,CABLE TO HORZ CAST I | 184.85 | EA | 0
TAC2C1K | Canada | CAD | MOLD,CABLE,HORZ TEE | 276.78 | EA | 0
EL16P8Q | Canada | CAD | COUPLER,LENTON,POSITION, | 171.16 | EA | 0
LPA100GE03 | Canada | CAD | CONDUCTOR,SMOOTH,WEAVE,AL | 30.38 | EA | 0
GTCP160Y9 | Canada | CAD | MOLD,CABLE TO GRD ROD, | 276.78 | EA | 0
PQDM3200B480 | Canada | CAD | PQDM-5-2P-480V, FSPM3200B | 5851.83 | EA | 0
GYR182Q | Canada | CAD | MOLD,CABLE TO GRD ROD,VER | 376.08 | EA | 0
GTC332G | Canada | CAD | MOLD,CABLE TO GRD ROD,VER | 276.78 | EA | 0
LJCEALY1 | Canada | CAD | MOLD,CABLE TO BUS/LUG,HOR | 276.78 | EA | 0
EL16C3SWN | Canada | CAD | COUPLER,LENTON,SPECIAL, | 52.66 | EA | 0
EL25C3JQ | Canada | CAD | COUPLER,LENTON,HALF,C3J, | 75.1 | EA | 0
FLXPRW0008 | Canada | CAD | FLEXIBAR,ADV,4X24X1MM,RW, | 299.213 | EA | 0
CD9SS | Canada | CAD | CLAMP,CONDUIT,4 W/O BOLT | 18.81 | EA | 0
B1883QB | Canada | CAD | PIN,ASSY,FOR CROWN SOCKET | 13.38 | EA | 0
EGBA14424AA | Canada | CAD | BAR,ASSY,GRD BUS,1/4 X 4 | 366.6 | EA | 0
LK8 | Canada | CAD | COUPLER,LENTON INTERLOK,# | 81.95 | EA | 0
553570 | Canada | CAD | SPACER,FLEXIBAR CLAMP | 27.53 | EA | 0
SBB2721H | Canada | CAD | SHUNT,HEAD,0.06 OHM | 414.48 | EA | 0
683480 | Canada | CAD | ROD,GROUND,SS,3/4 X 8 | 474.99 | EA | 0
PBW13S00154B | Canada | CAD | BOND,JOINT,500 RLAY INSUL | 289.11 | EA | 0
EGBA14460GG | Canada | CAD | BAR,GRD BUS,1/4 X 4 X 60 | 893.1 | EA | 0
534060ABB10 | Canada | CAD | FLEXIBAR,ADV,10X120X1,ABB | 1382.26 | EA | 0
615840 | Canada | CAD | ROD,GRD,5/8X4,CU BONDED | 27.65 | EA | 0
LPC467 | Canada | CAD | PLATE,CU,FLUSH MOUNT FOR | 234.69 | EA | 0
HSC2Q4 | Canada | CAD | MOLD,CABLE TO HORZ STL,HO | 276.78 | EA | 0
NDR181V | Canada | CAD | MOLD,CABLE TO GRD ROD,HOR | 376.08 | EA | 0
B544A018 | Canada | CAD | BAR ASSY,GRD,W/INSUL & BR | 149.23 | EA | 0
CAVHP1T | Canada | CAD | MOLD,CABLE,TO VERT CAST I | 304.14 | EA | 0
ERICORE060U | Canada | CAD | DOWNCONDUCTOR,LIGHTNING, | 9934.7 | EA | 0
FRP2MBLACK | Canada | CAD | MAST,SUPPORT,2M FRP,60MM | 977.43 | EA | 0
CR5880 | Canada | CAD | COUPLER,GRD ROD,BRZ,W/5/8 | 23.1 | EA | 0
558304ADV | Canada | CAD | IBSBADV 25-407-6 E&I | 7.48 | EA | 0
E1TERMOS | Canada | CAD | DRUM,DOWNCONDUCTOR,ERICOR | 527.1 | EA | 0
LPDRAWING | Canada | CAD | MAKE TO DRAWING | 173.38 | EA | 0
SSC2LW | Canada | CAD | MOLD,CABLE,HORZ SPLICE | 329.2 | EA | 0
564300 | Canada | CAD | BRAID,SHUNT,POWER,TINNED | 379.11 | EA | 0
RDC511V | Canada | CAD | MOLD,CABLE TO REBAR,HORZ | 276.78 | EA | 0
534139 | Canada | CAD | BUSBAR,FLEXIBLE,ADVANCED, | 720.67 | EA | 0
S1043 | Canada | CAD | SPRING,COMP,1 1/32 DIA X | 5.15 | EA | 0
BBRFAM | Canada | CAD | MOLD,BUS BAR,HORZ SPLICE | 376.08 | EA | 0
SSC2Q3Q | Canada | CAD | MOLD,CABLE,HORZ SPLICE | 276.78 | EA | 0
RBT1091HS | Canada | CAD | SPLICE,KIT,#10 CADWELD T- | 221.56 | EA | 0
RBW117A | Canada | CAD | CLAMP,PACKING,HORIZONTAL | 580.35 | EA | 0
XACY6Y6 | Canada | CAD | MOLD,CABLE,HORZ X SAME PL | 276.78 | EA | 0
MBA58BT | Canada | CAD | MOLD,BLANK,90/115 C PRICE | 177.37 | EA | 0
RBT7101A | Canada | CAD | SLEEVE,CADWELD,#7 T-SERIE | 67.95 | EA | 0
LL28S1 | Canada | CAD | LENTON LOCK, S-SERIES, | 94.28 | EA | 0
EGBA14236DD | Canada | CAD | BAR,ASSY,GRD,BUS,1/4 X 2 | 351 | EA | 0
MS/HRDW | Canada | CAD | QUICK SALE | 1.08 | EA | 0
B295X51Z62 | Canada | CAD | LABEL,ADHESIVE,TYPE 2 | 111.84 | EA | 0
CNC16PAM | Canada | CAD | MOLD,BUS TO GRD ROD,VERT | 276.78 | EA | 0
B364Q1 | Canada | CAD | GUARD,GRINDER DRIVE BELT | 26.14 | EA | 0
TAC9F9G | Canada | CAD | MOLD,CABLE,HORZ TEE | 276.78 | EA | 0
PBWD81 | Canada | CAD | DIE,HAMMER,185MM2 CONC | 297.06 | EA | 0
XLGTC313Q | Canada | CAD | MOLD,CABLE,TO GRD ROD,VER | 929.6 | EA | 0
CAVST1GM | Canada | CAD | MOLD,CABLE TO VERT STL,45 | 180.87 | EA | 0
XLTAK4P002S | Canada | CAD | MOLD,CABLE,HORZ TEE LEFT | 1362.11 | EA | 0
VSCSJ | Canada | CAD | MOLD,CABLE TO VERT STL,45 | 276.78 | EA | 0
T304 | Canada | CAD | TOOL,PLIERS,COMBINATION | 41.33 | EA | 0
VSC2LV6 | Canada | CAD | MOLD,CABLE TO VERT STL,45 | 276.78 | EA | 0
RRC538E | Canada | CAD | MOLD,CABLE TO REBAR,HORZ | 276.78 | EA | 0
HXC12 | Canada | CAD | MOLD,STUD TO HORZ STL | 276.78 | EA | 0
HAA1L162C | Canada | CAD | MOLD,CABLE TO HORZ STL,HO | 168.64 | EA | 0
TCR2Q2QW | Canada | CAD | MOLD,CABLE,VERT TEE HORZ | 454.7 | EA | 0
EGBA14624AA | Canada | CAD | BAR,GRD BUS,1/4 X 6 X 24, | 479.78 | EA | 0
XLTAC2Q2QW | Canada | CAD | MOLD,CABLE,HORZ TEE | 407.17 | EA | 0
EL32A2 | Canada | CAD | COUPLER,LENTON STANDARD,# | 50.9 | EA | 0
MBA04 | Canada | CAD | MOLD,BLANK,4565 C PRICE | 161.47 | EA | 0
VVC1QV3C | Canada | CAD | MOLD,CABLE TO VERT STL,VE | 276.78 | EA | 0
TDS502BR600DC | Canada | CAD | DIVERTER,SURGE,TDS,DC | 249.13 | EA | 0
B1331Y | Canada | CAD | SLEEVE,CU,.265 ID X .327 | 1.2 | EA | 0
PTC9E9EW | Canada | CAD | MOLD,CABLE,HORZ THRU PARA | 329.2 | EA | 0
BKEEALEAL | Canada | CAD | MOLD,BUS BAR,HORZ TEE BAR | 775.14 | EA | 0
ERICORE041T | Canada | CAD | DOWNCONDUCTOR,LIGHTNING, | 8630.67 | EA | 0
GTC222G | Canada | CAD | MOLD,CABLE TO GRD ROD,VER | 276.78 | EA | 0
LPC309L12 | Canada | CAD | BASE,CU,POINT,1/2 THRD | 82.81 | EA | 0
VBC1T | Canada | CAD | MOLD,CABLE TO VERT STL,VE | 276.78 | EA | 0
RBT1114101B | Canada | CAD | MATERIAL,FILLER,#11/#14 T | 68.15 | EA | 0
TAC2V1T | Canada | CAD | MOLD, CABLE,HORZ TEE | 276.78 | EA | 0
SSC2C1L | Canada | CAD | MOLD,CABLE,HORZ SPLICE | 276.78 | EA | 0
GTC181K | Canada | CAD | MOLD,CABLE TO GRD ROD,VER | 276.78 | EA | 0
553260 | Canada | CAD | CLAMP,BUSBAR,BC 100 | 99.84 | EA | 0
534024RES02 | Canada | CAD | FLEXIBAR,ADV,3X32X1MM,RES | 155.91 | EA | 0
VVR9F | Canada | CAD | MOLD,CABLE TO VERT STL,VE | 376.08 | EA | 0
RRA591L | Canada | CAD | MOLD,CABLE TO REBAR,HORZ | 168.64 | EA | 0
TACY0Y6 | Canada | CAD | MOLD,CABLE,HORZ TEE | 276.78 | EA | 0
LECY8EAM | Canada | CAD | MOLD,CABLE TO BUS/LUG,HOR | 276.78 | EA | 0
CAVSP1Y | Canada | CAD | MOLD,CABLE TO VERT STL,45 | 304.14 | EA | 0
534010ABB20 | Canada | CAD | FLEXIBAR,ADV,2X20X1MM,ABB | 184.46 | EA | 0
EL2016A2ES | Canada | CAD | COUPLER,LENTON TRANSITION | 48.64 | EA | 0
613483 | Canada | CAD | ROD,GRD,3/4X8,CU BONDED | 95.51 | EA | 0
PQCF320120240V | Canada | CAD | SES320F120/240S | 6264 | EA | 0
EL20A12CRN | Canada | CAD | COUPLER,LENTON,STANDARD, | 146.43 | EA | 0
508006 | Canada | CAD | BRAID,FLEXIBLE, | 666.98 | EA | 0
534038MJP03 | Canada | CAD | FLEXIBAR,ADV,4X50X1MM,MJP | 308.59 | EA | 0
CC58SAMP | Canada | CAD | ROD,SAMPLE,CU CLAD CUTAWA | 216.49 | EA | 0
VGC2Q6 | Canada | CAD | MOLD,CABLE TO VERT STL,HO | 276.78 | EA | 0
534424 | Canada | CAD | IBSB ADV 100-530-8-10 | 64.08 | EA | 0
SBS17LINSUL | Canada | CAD | BOND STRAND,INSUL,S17 | 6.51 | EA | 0
RRH55Y5 | Canada | CAD | MOLD,CABLE TO REBAR,HORZ | 484.97 | EA | 0
SPDC100120/208 | Canada | CAD | PROTECTOR,SURGE,TDX100C,3 | 2288.59 | EA | 0
HAH2G20C | Canada | CAD | MOLD,CABLE TO HORZ STL,HO | 484.97 | EA | 0
GPECNDK024 | Canada | CAD | ELECTRODE,GRD PLATE,1/8 X | 819.22 | EA | 0
GJC182Q | Canada | CAD | MOLD,CABLE TO GRD ROD,HOR | 276.78 | EA | 0
PBW33S12WSB | Canada | CAD | BOND,STUB END WEB,500 RLA | 34.55 | EA | 0
EL43TD6Q | Canada | CAD | ANCHOR,LENTON TERMINATOR, | 91.09 | EA | 0
EGBA38424DD | Canada | CAD | BAR,ASSY,GRD BUS,3/8 X 4 | 397.8 | EA | 0
EL25P9J | Canada | CAD | COUPLER,LENTON POSITION, | 140.01 | EA | 0
534010LAM04 | Canada | CAD | FLEXIBAR,ADV,2X20X1MM,LAM | 250.38 | EA | 0
XLSCB7501A | Canada | CAD | WELD,METAL,ALLOY F80 EXOL | 193.52 | EA | 0
BMDPAMPAM | Canada | CAD | MOLD,BUS BAR,HORZ TEE BAR | 586.79 | EA | 0
PBB49728 | Canada | CAD | BOND,COMPOSITE 3RD RAIL,F | 400.48 | EA | 0
PQDS1000S120 | Canada | CAD | PQDS-1-1P-120V, FSPS1000S | 966.97 | EA | 0
LK10ES | Canada | CAD | COUPLER,LENTON,INTERLOK, | 176.88 | EA | 0
B2700HC48T | Canada | CAD | STRIP,BUS,ASSY,48 LG,TINN | 102.48 | EA | 0
LK36D | Canada | CAD | COUPLER,LENTON INTERLOK, | 127.6 | EA | 0
LJCEG2C | Canada | CAD | MOLD,CABLE TO BUS/LUG,HOR | 276.78 | EA | 0
549320 | Canada | CAD | BUSBAR,SUPPORT,ADJUSTABLE | 134.98 | EA | 0
ERICORE230U | Canada | CAD | DOWNCONDUCTOR,LIGHTNING, | 9999.99 | EA | 0
LPC34912 | Canada | CAD | BASE,CU,POINT,1/2X3X7-3/4 | 216.02 | EA | 0
DT148010R | Canada | CAD | TYPE 1, 480V, 1 0 | 153.17 | EA | 0
548440 | Canada | CAD | INSULATOR,BUSBAR,ISO TP | 2.76 | EA | 0
RBF290 | Canada | CAD | MATERIAL,FILLER,REBAR FER | 144.48 | EA | 0
550380 | Canada | CAD | BUSBAR,PUNCH,1,75 M DPCB | 2634.83 | EA | 0
LPC226ST | Canada | CAD | POINT,CU,BLUNT,1/2IN X | 160.3 | EA | 0
ECRH122Q4D | Canada | CAD | GROUND ROD,ASSY,KIT.12FT, | 2777.76 | EA | 0
LAC2QCE | Canada | CAD | MOLD,CABLE TO BUS/LUG, | 276.78 | EA | 0
MBA82 | Canada | CAD | MOLD,BLANK,90115 C PRICE | 173.15 | EA | 0
CAVST1KB | Canada | CAD | MOLD,CABLE TO VERT STL,45 | 269.61 | EA | 0
TAC3H9E | Canada | CAD | MOLD,CABLE HORZ TEE | 276.78 | EA | 0
EGBA14148NN | Canada | CAD | BAR,GRD BUS,1/4 X 1 X 48 | 347.1 | EA | 0
XBQ2G2C | Canada | CAD | MOLD,CABLE,HORZ X LAPPED, | 528.45 | EA | 0
TDX100M120/240 | Canada | CAD | PROTECTOR,SURGE,TDX100M,2 | 1722.19 | EA | 0
TWR107A5 | Canada | CAD | MOLD,BUS BAR,HORZ BUTTON | 376.08 | EA | 0
534440 | Canada | CAD | IBSB ADV 185-1030-10-12 | 203.39 | EA | 0
534040ERM06 | United States | CAD | FLEXIBAR,ADV,6X50X1MM,ERM | 521.85 | EA | 1
SB03GW116 | Canada | CAD | MOLD,CABLE TO GRD ROD,HOR | 147.69 | EA | 0
SBTBJ3448B | Canada | CAD | BOND,JUMPER,3/16 & 1 TAB | 19.49 | EA | 0
553200 | Canada | CAD | CLAMP,BUSBAR,BC,30MM X 30 | 31.33 | EA | 0
HDGTC169F | Canada | CAD | MOLD,CABLE TO GRD ROD,VER | 276.78 | EA | 0
PB31TA4T4T | Canada | CAD | MOLD,CABLE,HORZ TE | 423.66 | EA | 0
556010 | Canada | CAD | POLY,SLEEVE,SPIRFLEX,25M, | 2.47 | MR | 0
ERICORE1000U | Canada | CAD | DOWNCONDUCTOR,LIGHTNING, | 20827.51 | EA | 0
PTC1G2G | Canada | CAD | MOLD,CABLE, HORZ THRU PAR | 276.78 | EA | 0
CAGTP161V | Canada | CAD | MOLD,CABLE TO GRD ROD,VER | 304.14 | EA | 0
GRC222V | Canada | CAD | MOLD,CABLE TO GRD ROD,VER | 276.78 | EA | 0
GNR161T | Canada | CAD | MOLD,CABLE TO GRD ROD,VER | 376.08 | EA | 0
VSC8DV21C | Canada | CAD | MOLD,CABLE TO VERT STL,45 | 276.78 | EA | 0
B103JH001 | Canada | CAD | LUG,CU,1/2X2X3,11/16 HOLE | 61.4 | EA | 0
SSPDTT3P480 | Canada | CAD | SSPD, TT THREE PHASE, | 785.58 | EA | 0
561146 | Canada | CAD | BLOCK,SPLICE,800AMP,LUG, | 175.62 | EA | 0
RBWS1547C | Canada | CAD | BASIN,POURING,#8 STD. HOR | 333.18 | EA | 0
EHL12FC1K1K | Canada | CAD | CONNECTOR,COMPRESSION,CU, | 56.3 | EA | 0
LPC30538 | Canada | CAD | BASE,CU,HORZ/VERT MOUNT, | 64.38 | EA | 0
DT130020R | Canada | CAD | TYPE 1, 300V, 2 0 | 434.49 | EA | 0
GRC162GW | Canada | CAD | MOLD,CABLE TO GRD ROD,VER | 329.2 | EA | 0
TAC2L2V | Canada | CAD | MOLD,CABLE,HORZ TEE | 276.78 | EA | 0
LPA223 | Canada | CAD | POINT,AL,1/2 X 15IN | 19.29 | EA | 0
GLCCEY2 | Canada | CAD | MOLD,CABLE TO LUG,HORZ SP | 276.78 | EA | 0
555009 | Canada | CAD | BRAID,TINNED CU,CUSTOM,1. | 46.91 | EA | 0
ERICORE076T | Canada | CAD | DOWNCONDUCTOR,LIGHTNING, | 14174.55 | EA | 0
DSD50M745DC | Canada | CAD | REPLACEMENT MODULE, 745VD | 135.71 | EA | 0
C123 | Canada | CAD | FRAME,ASSY,RAIL,TRAMWAY | 284 | EA | 0
RHC531T | Canada | CAD | MOLD,CABLE TO REBAR,HORZ | 276.78 | EA | 0
LPC103IN0056.0 | Canada | CAD | CABLE,CU,SMOOTH WEAVE, | 2658.47 | EA | 0
SBTBJU412CWPW2 | Canada | CAD | KIT,BOND,JUMPER,3/16 SIG, | 22.83 | EA | 0
PTC3A2GW | Canada | CAD | MOLD,CABLE, HORZ THRU PAR | 329.2 | EA | 0
553250 | Canada | CAD | CLAMP,BUSBAR,BC 80 | 75.14 | EA | 0
EGBA14410CC | Canada | CAD | BAR,GRD BUS,1/4 X 4 X 10 | 166.4 | EA | 0
XLPTC2G2F | Canada | CAD | MOLD,CABLE, HORZ THRU PAR | 929.6 | EA | 0
534031PHM02 | Canada | CAD | FLEXIBAR,ADV,3X40X1MM,PHM | 260.31 | EA | 0
GRC18Y7 | Canada | CAD | MOLD,CABLE TO GRD ROD,VER | 276.78 | EA | 0
568630 | Canada | CAD | BAR,EARTH,ASSEMBLY,EB168, | 75.48 | EA | 0
SBT333 | Canada | CAD | CHISEL,COLD,1/8 CUTTING | 180.91 | EA | 0
TAC9A9A | Canada | CAD | MOLD,CABLE,HORZ TEE | 276.78 | EA | 0
631380FS01 | Canada | CAD | ROD,GRD,1/2X2400MM,CU BON | 41.31 | EA | 0
534018IR07 | Canada | CAD | FLEXIBAR,ADV,4X24X1MM,IR, | 182.99 | EA | 0
B318 | Canada | CAD | FRAME ACCESSORY,CHAIN | 150.71 | EA | 0
534027RW19 | Canada | CAD | FLEXIBAR,ADV,6X32X1MM,RW, | 364.6 | EA | 0
PQDM3300B208 | Canada | CAD | PQDM-6-2P-208V, FSPM3300B | 4609.22 | EA | 0
RJC522G | Canada | CAD | MOLD,CABLE TO REBAR,VERT | 276.78 | EA | 0
ESB2 | Canada | CAD | CONNECTOR,SPLIT BOLT,SIL | 14.03 | EA | 0
RRH58Y5 | Canada | CAD | MOLD,CABLE TO REBAR,HORZ | 484.97 | EA | 0
PB80QT3S001 | Canada | CAD | MOLD,CABLE TO RAIL,HORZ | 906.82 | EA | 0
SBNX1181LPLUS | Canada | CAD | ONE SHOT,#3 SOL THRU #6 | 37.48 | EA | 0
EBCCAKCAK | Canada | CAD | MOLD,BUS BAR,HORZ X LAPPE | 276.78 | EA | 0
ERICORE008T | Canada | CAD | DOWNCONDUCTOR,LIGHTNING, | 3002.65 | EA | 0
RHC80Y6 | Canada | CAD | MOLD,CABLE TO REBAR,HORZ | 276.78 | EA | 0
FLXPLAM0074 | Canada | CAD | FLEXIBAR,ADV,3X9X0.8 LAM | 182.42 | EA | 0
B101BBOL001 | Canada | CAD | LUG,RAIL,CU,1/4X2,SPECIAL | 72.7 | EA | 0
FLXPLAM0007 | Canada | CAD | FLEXIBAR,ADV,2X15.5X0.8MM | 472.19 | EA | 0
FLXPATC0001 | Canada | CAD | FLEXIBAR,ADV,2X20X1MM,ATC | 128.18 | EA | 0
VTC2GHQ | Canada | CAD | MOLD,CABLE TO VERT STL,HO | 276.78 | EA | 0
EL57TP8 | Canada | CAD | COUPLER,LENTON POSITION, | 410.2 | EA | 0
GYE182QW | Canada | CAD | MOLD,CABLE TO GRD ROD,VER | 853.76 | EA | 0
ML514 | Canada | CAD | GROMMET,QUICK-WEDGE,#6 SU | 64.71 | EA | 0
CAHAAW3B | Canada | CAD | MOLD,CABLE TO HORZ STL, | 168.64 | EA | 0
PBCT9Y4001LH | Canada | CAD | WELDER,BOND,70MM2 RLAY | 472.47 | EA | 0
CPC18CAJ | Canada | CAD | MOLD,BUS TO GRD ROD,VERT | 276.78 | EA | 0
GYJ224L | Canada | CAD | MOLD,CABLE TO GRD ROD,VER | 1147.17 | EA | 0
LPS2922F3M | Canada | CAD | ADAPTER,SS,COUPLING,1/2IN | 37.38 | EA | 0
A239HC2S242C4RH | Canada | CAD | CLAMP,FENCE,4/0FLEX 24LG, | 560.73 | EA | 0
GYE188C | Canada | CAD | MOLD,CABLE TO GRD ROD,VER | 775.14 | EA | 0
290086 | Canada | CAD | BRAID,ATOTECH CUSTOM | 97.74 | EA | 0
GYE161L | Canada | CAD | MOLD,CABLE TO GRD ROD,VER | 775.14 | EA | 0
RBT6101HA | Canada | CAD | SLEEVE,CADWELD,#6 T-SERIE | 91.41 | EA | 0
LPA61012 | Canada | CAD | BASE,AL,CAST,CONCEALED | 23.4 | EA | 0
HAA1B | Canada | CAD | MOLD,CABLE TO HORZ STL,HO | 168.64 | EA | 0
XLPCF5A4T | Canada | CAD | MOLD,CABLE, HORZ TAP PARA | 990.2 | EA | 0
BACPAJ | Canada | CAD | MOLD,BUS BAR,HORZ SPLICE | 276.78 | EA | 0
CCTV12 | Canada | CAD | DIVERTER,SURGE,CCTV | 248.53 | EA | 0
PBK15020 | Canada | CAD | KIT,BOND,SIGNAL,500KCM,4 | 4460.66 | EA | 0
HSCY8 | Canada | CAD | MOLD,CABLE TO HORZ STL, | 276.78 | EA | 0
FAT3025100 | Canada | CAD | TAPE, ALUMINUM 30X2,5MM | 854.39 | EA | 0
683400T | Canada | CAD | ROD,GROUND,SS,3/4X10 | 289.11 | EA | 0
B185B | Canada | CAD | CABLE,ASSY,VEPCO PROTECTI | 529.32 | EA | 0
534036L3MP | Canada | CAD | FLEXIBAR,BUSBAR,MTO, | 525.86 | EA | 0
HDTAC4Y2Q | Canada | CAD | MOLD,CABLE HORZ TEE | 276.78 | EA | 0
EPHCSP70 | Canada | CAD | PROTECTOR, SPEAKER MODULE | 175.49 | EA | 0
EL57TA2N | Canada | CAD | COUPLER,LENTON,SOURCED,A2 | 107.26 | EA | 0
B841A5 | Canada | CAD | LUG,COUPLER,.257 DIA HOLE | 4.56 | EA | 0
285115 | Canada | CAD | KIT,FLEXIBAR,ADV,EATON | 313.92 | EA | 0
GYR18Y5 | Canada | CAD | MOLD,CABLE TO GRD ROD,VER | 376.08 | EA | 0
LPA791 | Canada | CAD | CLAMP,AL,GRD. ROD - CABLE | 10.17 | EA | 0
534001LAM04 | Canada | CAD | FLEXIBAR,ADV,3X9X0.8,LAM, | 127.74 | EA | 0
LAC3DEG | Canada | CAD | MOLD,CABLE TO BUS/LUG,HOR | 276.78 | EA | 0
PTC2V2V | Canada | CAD | MOLD,CABLE,HORZ THRU PARA | 276.78 | EA | 0
EGBA14496CC | Canada | CAD | BAR,GRD BUS,1/4 X 4 X 96 | 1419.6 | EA | 0
545815 | Canada | CAD | PUNCH,TOOL,14MM | 253.06 | EA | 0
GUYKITXM/GRIP | Canada | CAD | RING,KIT,GUYING,X MAX HGT | 519.49 | EA | 0
HDTAC2Q2Q | Canada | CAD | MOLD,CABLE,HORZ TEE | 276.78 | EA | 0
GTC168C | Canada | CAD | MOLD,CABLE TO GRD ROD,VER | 276.78 | EA | 0
GTC181L | Canada | CAD | MOLD,CABLE TO GRD ROD,VER | 276.78 | EA | 0
GTC162QW | Canada | CAD | MOLD,CABLE TO GRD ROD,VER | 355.41 | EA | 0
EL25D14 | Canada | CAD | ANCHOR,LENTON,TERMINATOR, | 43.25 | EA | 0
SBTBB336 | Canada | CAD | BOND KIT,BOOTLEG,3/16 6 L | 9.49 | EA | 0
JD07 | Canada | CAD | DIE,HAMMER,250 RLAY | 498.11 | EA | 0
GTC16Y8 | Canada | CAD | MOLD,CABLE TO GRD ROD,VER | 276.78 | EA | 0
DT248020R | Canada | CAD | TYPE 2, 480V, 2 0 | 189.59 | EA | 0
TAC1K1T | Canada | CAD | MOLD,CABLE,HORZ TEE | 276.78 | EA | 0
LU43TFT12D | Canada | CAD | LENTON ULTIMATE,FEMALE, | 78.14 | EA | 0
GMR161T | Canada | CAD | MOLD,CABLE TO GRD ROD,VER | 325.43 | EA | 0
LPC620A | Canada | CAD | CONNECTOR,CU,UNIV. THRU | 106.99 | EA | 0
ERICORE095T | Canada | CAD | DOWNCONDUCTOR,LIGHTNING, | 17320.55 | EA | 0
ERICOREAD15MM | Canada | CAD | ADAPTER,CABLE,ERICORE, | 215.63 | EA | 0
EL16P14LSSN | Canada | CAD | COUPLER,LENTON,POSITION | 233.83 | EA | 0
M4964D | Canada | CAD | WELDER,ASSY,FRAME,ETN CON | 623.51 | EA | 0
EL57TC3JQ | Canada | CAD | COUPLER,LENTON,HALF,C3J, | 178.23 | EA | 0
LEC11EA26.5 | Canada | CAD | MOLD,CABLE TO BUS/LUG,HOR | 276.78 | EA | 0
MBA84 | Canada | CAD | MOLD,BLANK,4565 C PRICE | 215.19 | EA | 0
A109H | Canada | CAD | CABLE,SAMPLE,3 IN LONG,4/ | 12.17 | EA | 0
LC36S2ESD | Canada | CAD | SLEEVE,S2 SERIES,EPOXY | 415.44 | EA | 0
534041STB01 | Canada | CAD | FLEXIBAR,ADV,8X50X1,STB | 236.44 | EA | 0
MCR2LJH | Canada | CAD | MOLD,CABLE TO BUS/LUG,VER | 376.08 | EA | 0
MBMAST4M | Canada | CAD | MAST,ASSY,BASE & 4M ALUM | 1087 | EA | 0
HDHSC9C | Canada | CAD | MOLD,CABLE TO HORZ STL,HO | 276.78 | EA | 0
LSK3Q005M | Canada | CAD | MOLD,CABLE TO BUS/LUG,HOR | 1255.97 | EA | 0
BBCFAL | Canada | CAD | MOLD,BUS BAR,HORZ SPLICE | 276.78 | EA | 0
GTP181G | Canada | CAD | MOLD,CABLE TO GRD ROD,VER | 304.14 | EA | 0
S1V37 | Canada | CAD | MOLD,HV CABLE SPLICE,HORZ | 558 | EA | 0
549640 | Canada | CAD | BUSBAR,CU,PCB 100X5MM,2M | 945.36 | EA | 0
BMDPAMFAL | Canada | CAD | MOLD,BUS BAR,HORZ TEE BAR | 586.79 | EA | 0
TDX200C277/480 | Canada | CAD | SURGE PROTECTOR, TDX200C | 1959.22 | EA | 0
EL20BAC | Canada | CAD | PROTECTOR,LENTON,BREAK AW | 0.73 | EA | 0
561820 | Canada | CAD | METAL SPACER M6 X 70 | 2.57 | EA | 0
SBNT1161V | Canada | CAD | ONE-SHOT,CABLE TO GRD ROD | 29.03 | EA | 0
RBT89101 | Canada | CAD | SPLICE,KIT,#8/#9 CADWELD | 224.69 | EA | 0
B2516BRH | Canada | CAD | HINGE ASSY,HOLDER, | 34.37 | EA | 0
ECRH102Q4D | Canada | CAD | GROUND ROD,ASSY,KIT,10FT, | 2735.79 | EA | 0
540009 | Canada | CAD | BRAID,SHUNT,400MM,1100AMP | 132.6 | EA | 0
RBHSB12065M | Canada | CAD | BASIN,POURING,#18 HORIZ. | 713.05 | EA | 0
EGBA14412BB | Canada | CAD | BAR ASSY,GRD BUS,1/4X4X12 | 195 | EA | 0
ERICORE014T | Canada | CAD | DOWNCONDUCTOR,LIGHTNING, | 4025.94 | EA | 0
RTC542C | Canada | CAD | MOLD,CABLE TO REBAR,HORZ | 276.78 | EA | 0
TACY4Y7 | Canada | CAD | MOLD,CABLE,HORZ TEE | 276.78 | EA | 0
LPA805 | Canada | CAD | STRAP,AL,CABLE,5/8IN WIDE | 0.91 | EA | 0
TACY9Y8 | Canada | CAD | MOLD,CABLE,HORZ TEE | 276.78 | EA | 0
534041PHM20 | Canada | CAD | FLEXIBAR,ADV,8X50X1MM,PHM | 249.73 | EA | 0
MBMAST3M | Canada | CAD | MAST,ASSY,BASE & 3M ALUM | 912.56 | EA | 0
127005015 | Canada | CAD | SHIELD,INSULATION,360 COL | 26.7 | EA | 0
615830 | Canada | CAD | ROD,GRD,5/8X3,CU BONDED | 23.84 | EA | 0
ECB143144 | Canada | CAD | BUSBAR,GRD,CU,1/4X3X144IN | 474.46 | EA | 0
534051RW04 | Canada | CAD | FLEXIBAR,ADV,6X80X1MM,RW, | 444.12 | EA | 0
XBQ2Q2C | Canada | CAD | MOLD,CABLE,HORZ X LAPPED | 528.45 | EA | 0
VST1H | Canada | CAD | MOLD,CABLE TO VERT STL,45 | 269.61 | EA | 0
633440FS01 | Canada | CAD | ROD,GRD,3/4X1200MM,CU BON | 43.15 | EA | 0
XL600 | Canada | CAD | WELD METAL,ALLOY,F20,EXOL | 155.05 | EA | 0
RRC52Y6 | Canada | CAD | MOLD,CABLE TO REBAR,HORZ | 276.78 | EA | 0
GT1181V | Canada | CAD | ONE-SHOT,CABLE TO GRD ROD | 33.77 | EA | 0
534019AME09 | Canada | CAD | FLEXIBAR,ADV,5X24X1,AME | 113.93 | EA | 0
EL25CIPS | Canada | CAD | PROTECTOR,THREAD,INTERNAL | 0.24 | EA | 0
LPC32112 | Canada | CAD | BASE,CU,STRAIGHT,1/2IN | 45.24 | EA | 0
VBCS7V6 | Canada | CAD | MOLD,CABLE TO VERT STL,VE | 276.78 | EA | 0
PB10GT372G | Canada | CAD | MOLD,CABLE TO GRD ROD,VER | 271.52 | EA | 0
534027RW22 | Canada | CAD | FLEXIBAR,ADV,6X32X1,RW | 314.86 | EA | 0
503220GC01 | Canada | CAD | BRAID,CU,TIN,250MM2,2LYR, | 133.03 | EA | 0
EL16SAES | Canada | CAD | COUPLER,LENTON,SA,#5,EPOX | 32.93 | EA | 0
LPC32712 | Canada | CAD | BASE,CU,STRAP,TILE ROOF, | 162.06 | EA | 0
A235D2Q5LH | Canada | CAD | CLAMP,ASSY,FENCE POST & G | 256.06 | EA | 0
LECT6FAM | Canada | CAD | MOLD,CABLE TO BUS/LUG,HOR | 276.78 | EA | 0
PTF4Y4Y | Canada | CAD | MOLD,CABLE, HORZ THRU PA | 659.46 | EA | 0
EHL34G1K | Canada | CAD | CONNECTOR,COMPRESSION, | 41.61 | EA | 0
SVR2Q8C | Canada | CAD | MOLD,CABLE,VERT SPLICE | 376.08 | EA | 0
PB71LXJG3S01LHM | Canada | CAD | MOLD,CABLE TO BUS/LUG,HOR | 271.52 | EA | 0
EGBA14450EB | Canada | CAD | BUSBAR,GRD,CU,1/4X4X50,EB | 750.1 | EA | 0
VBC8CV6 | Canada | CAD | MOLD,CABLE TO VERT STL,VE | 235.89 | EA | 0
LPC55338 | Canada | CAD | BASE,STAMPED,AND CAP ASSE | 36.23 | EA | 0
557350 | Canada | CAD | BRAID,FLAT,40X5,CU,360 A | 47.93 | MR | 0
750PLUSF20 | Canada | CAD | CADWELD PLUS,WELD METAL, | 152.61 | EA | 0
PB80DS3QJH001 | Canada | CAD | MOLD,CABLE TO UC LUG,HORZ | 906.82 | EA | 0
534027VRT09 | Canada | CAD | FLEXIBAR,ADV,6X32X1,VRT | 99.75 | EA | 0
WTBREC40XLET2 | Canada | CAD | RECEPTOR,TIP,ATTACHMENT, | 160.28 | EA | 0
FLXPIR0008 | Canada | CAD | FLEXIBAR,ADV,3X40X1MM,IR, | 213.709 | EA | 0
548550 | Canada | CAD | INSULATOR,BUSBAR,ISO TP | 5.94 | EA | 0
534041PHM10 | Canada | CAD | FLEXIBAR,ADV,8X50X1MM,PHM | 255.37 | EA | 0
611380LH01 | Canada | CAD | ROD,GRD,1/2X8,CU BONDED | 27.27 | EA | 0
ELK40B | Canada | CAD | KEY,CONTROL CAM,40TMM, | 814.44 | EA | 0
GSC181G | Canada | CAD | MOLD,CABLE TO GRD ROD,HOR | 276.78 | EA | 0
PB10VB2GV3C | Canada | CAD | MOLD,CABLE TO VERT STL,VE | 199.84 | EA | 0
EL3632A2Q | Canada | CAD | COUPLER,LENTON,TRANSITION | 83.16 | EA | 0
VSC1WV3 | Canada | CAD | MOLD,CABLE TO VERT STL,45 | 258.69 | EA | 0
A804A14F68 | Canada | CAD | CABLE,COMPACT,19STRD 2.4K | 1507.3 | EA | 0
EL36C3JQ | Canada | CAD | COUPLER,LENTON,HALF,C3J, | 90.28 | EA | 0
RRA571T | Canada | CAD | MOLD,CABLE TO REBAR,HORZ | 168.64 | EA | 0
GYE222QM | Canada | CAD | MOLD,CABLE TO GRD ROD,VER | 561.05 | EA | 0
534020SER01 | Canada | CAD | FLEXIBAR,ADV,6X24X1MM,SER | 123.89 | EA | 0
GTC14Y6 | Canada | CAD | MOLD,CABLE TO GRD ROD,VER | 276.78 | EA | 0
GRC161D | Canada | CAD | MOLD,CABLE TO GRD ROD,VER | 276.78 | EA | 0
SBB343E | Canada | CAD | MOLD,BOND,TB 5/16X1 TB4 | 53.68 | EA | 0
561880 | Canada | CAD | BUSBAR,SUPPORT,KIT,UBS | 346.63 | EA | 0
SES40PBRK | Canada | CAD | BRACKET FOR SES40P SERIES | 36.05 | EA | 0
534010DCI08 | Canada | CAD | FLEXIBAR,ADV,2X20X1MM, | 62.86 | EA | 0
SBG150 | Canada | CAD | RAIL GRINDER,PORTABLE,EFC | 3237.56 | EA | 0
A238EC2S12LH | Canada | CAD | CLAMP,FENCE,4/0 X 12 IN F | 405.89 | EA | 0
GRP181V | Canada | CAD | MOLD,CABLE TO GRD ROD,VER | 304.2 | EA | 0
EPGC1426X6 | Canada | CAD | PERIMETER,GRD,90DEG BEND | 47.96 | EA | 0
TAC2Q2QL | Canada | CAD | MOLD,CABLE,HORZ TEE | 300.43 | EA | 0
568670 | Canada | CAD | SUPPORT FOR TWO EARTHING | 2.24 | EA | 0
ERICORE023T | Canada | CAD | DOWNCONDUCTOR,LIGHTNING, | 5560.87 | EA | 0
LU12DR16D | Canada | CAD | LENTON ULTIMATE,ANCHOR, | 10.33 | EA | 0
RBM2687126G | Canada | CAD | FITTING,CADWELD,#11/#14 E | 475.99 | EA | 0
CDMC90 | Canada | CAD | MOLD,GRAPHITE,MULTI,VERT | 146.25 | EA | 0
A808A10M710 | Canada | CAD | WIRE,STL,CU CLAD,BARE #2 | 6946.97 | EA | 0
B158 | Canada | CAD | CHAIN,LINK,MASTER 20 IN | 37.22 | EA | 0
534053RW05 | Canada | CAD | FLEXIBAR,ADV,10X80X1MM,RW | 543.89 | EA | 0
LPC050IN0500.0 | Canada | CAD | CABLE,CU,SMOOTH WEAVE, IN | 13511.47 | EA | 0
557400 | Canada | CAD | BRAID,ROUND,CU,6MM SQ,4MM | 6.55 | MR | 0
VC207IT | Canada | CAD | XFMR GR CLAMP,VISE,6 SOL- | 19.38 | EA | 0
EL20D16 | Canada | CAD | COUPLER,LENTON,TERMINATOR | 11.75 | EA | 0
UTB5DPM | Canada | CAD | PROTECTOR,SURGE,UTB REPLA | 186.85 | EA | 0
GFC162Q | Canada | CAD | MOLD,CABLE TO GRD ROD,HOR | 276.78 | EA | 0
534034ARZ25 | Canada | CAD | FLEXIBAR,ADV,6X40X1MM,ARZ | 329.77 | EA | 0
EGBF14418CCT | Canada | CAD | BUSBAR,CU,ASSY,1/4X4X18 | 413.4 | EA | 0
UTB60SPGM | Canada | CAD | PROTECTOR,SURGE,UTB REPLA | 175.88 | EA | 0
CAHBA1Y | Canada | CAD | MOLD,CABLE TO HORZ CAST I | 168.64 | EA | 0
PB63SC4Y3Q | Canada | CAD | MOLD,CABLE,HORZ SPLICE SI | 476.13 | EA | 0
GTCP190Y4 | Canada | CAD | MOLD,CABLE TO GRD ROD,VER | 276.78 | EA | 0
CWP2JBLK | Canada | CAD | CLAMP,WATER PIPE,BRZ1-1/4 | 23.52 | EA | 0
558303ADV | Canada | CAD | IBSBADV 25-397-6 E&I | 7.33 | EA | 0
549340 | Canada | CAD | BRACKET,SUPPORT,CABS 4/5 | 67.9 | EA | 0
SES160B240D | Canada | CAD | SES, 160KA, BASIC, 240V | 535.07 | EA | 0
PBHVT20P120A2M | Canada | CAD | MOLD,STUD TO VERT STL | 350.14 | EA | 0
EL32D6SP002 | Canada | CAD | ANCHOR,WELDABLE,SPECIAL, | 106.03 | EA | 0
JD09 | Canada | CAD | DIE,HAMMER,2 CONC | 294.75 | EA | 0
PTC2G1G | Canada | CAD | MOLD,CABLE, HORZ THRU PAR | 276.78 | EA | 0
715106 | Canada | CAD | LUG,CABLE,PKS 150/12-H | 16.78 | EA | 0
EL57T36P8 | Canada | CAD | COUPLER,LENTON,POS,TRANS, | 393.25 | EA | 0
B18707X | Canada | CAD | FRAME,ASSY,3X3X7 1/2-8 1/ | 360.66 | EA | 0
PB10SS2W2V | Canada | CAD | MOLD,CABLE,HORZ SPLICE | 271.52 | EA | 0
LU36FT12D | Canada | CAD | LENTON ULTIMATE,FEMALE, | 35.35 | EA | 0
SBB200L | Canada | CAD | MOLD,WEB SIGNAL BOND,22MM | 131.24 | EA | 0
XLB971A1E | Canada | CAD | BAG,EXOLON,FABRIC | 9999.99 | EA | 0
CAT343R | Canada | CAD | TOOL,ACCESSORY,MISC TOOLS | 284.25 | EA | 0
LPC553L14 | Canada | CAD | BASE,STAMPED,AND CAP ASSE | 46.41 | EA | 0
534058SER03 | Canada | CAD | FLEXIBAR,ADV,10X100X1,SER | 2196.14 | EA | 0
LAC2CCE | Canada | CAD | MOLD,CABLE TO BUS/LUG,HOR | 276.78 | EA | 0
PBM103E | Canada | CAD | CLAMP,ASSY,WELDER FOR T6 | 195.07 | EA | 0
ECRH102Q2U | Canada | CAD | GROUND ROD,ASSY,KIT,10FT, | 2735.79 | EA | 0
LPA527 | Canada | CAD | SPLICE,AL,CAST,CABLE, | 18.99 | EA | 0
PBAT13B003 | Canada | CAD | BOND,ARC WELD JOINT,AT1 3 | 60.78 | EA | 0
TAC3D2P | Canada | CAD | MOLD,CABLE,HORZ TEE | 276.78 | EA | 0
TAC8D1T | Canada | CAD | MOLD,CABLE,HORZ TEE | 276.78 | EA | 0
L5003Z5RH | Canada | CAD | FRAME,MOLD,RIGHT HAND FOR | 271.52 | EA | 0
PBW12W00284B | Canada | CAD | BOND,JOINT,250 RLAY INSUL | 212.72 | EA | 0
534017L3M | Canada | CAD | FLEXIBAR,ADV,3X24X1MM,3M | 206.6 | EA | 0
B150G09 | Canada | CAD | PACKING,PREFAB,.25 X 1 1/ | 5.89 | EA | 0
SBGR1181LPLUS | Canada | CAD | ONE SHOT,#3 SOL THRU #6 | 19.88 | EA | 0
VVR9FV4 | Canada | CAD | MOLD,CABLE TO VERT STL,VE | 376.08 | EA | 0
LPS2932F2F | Canada | CAD | ADAPTER,SS,COUPLING,1/2IN | 41.86 | EA | 0
TAC3H2V | Canada | CAD | MOLD,CABLE,HORZ TEE | 276.78 | EA | 0
534047RW31 | Canada | CAD | FLEXIBAR,ADV,8X63X1MM,RW, | 318.79 | EA | 0
VSC2GSW | Canada | CAD | MOLD,CABLE TO VERT STL,45 | 276.78 | EA | 0
LPC48512 | Canada | CAD | PLUG,CU,FOR 1/2-12 INSERT | 6.32 | EA | 0
GRBATT0424 | Canada | CAD | BUSBAR,CU,1/4X4X24,BAR ON | 125.59 | EA | 0
HDPTC2C1Q | Canada | CAD | MOLD,CABLE, HORZ THRU PAR | 304.2 | EA | 0
HKH2L2 | Canada | CAD | MOLD,CABLE,TO HORZ STL PI | 484.97 | EA | 0
LJCEG3X | Canada | CAD | MOLD,CABLE TO BUS/LUG,HOR | 276.78 | EA | 0
CM24CP50CA | Canada | CAD | CLIP,RAIL,FLANGE,ASSY, | 6.7 | EA | 0
HDPTC2C9FW | Canada | CAD | MOLD,CABLE, HORZ THRU PAR | 329.2 | EA | 0
PQDS3200S277 | Canada | CAD | PQDS-5-1P-277V, FSPS3200S | 1874.24 | EA | 0
PB10SSY9 | Canada | CAD | MOLD,CABLE,HORZ SPLICE | 199.84 | EA | 0
534047GE12 | Canada | CAD | FLEXIBAR,ADV,8X63X1,GE | 682.84 | EA | 0
285110 | Canada | CAD | KIT,FLEXIBAR,ADV,EATON | 633.2 | EA | 0
VBC2GV5C | Canada | CAD | MOLD,CABLE TO VERT STL,VE | 276.78 | EA | 0
NTK18Y5Y6 | Canada | CAD | MOLD,CABLE TO GRD ROD,HOR | 1255.97 | EA | 0
L159 | Canada | CAD | CLAMP,HANDLE,E-Z CHANGE 4 | 202.59 | EA | 0
EL12SAEDCF | Canada | CAD | COUPLER,LENTON,#4,EPOXY, | 33.71 | EA | 0
RJE58Y6 | Canada | CAD | MOLD,CABLE TO REBAR,VERT | 775.14 | EA | 0
S131A | Canada | CAD | HANDLE,RUBBER, | 45.16 | EA | 0
LL12S1 | Canada | CAD | LENTON LOCK,S-SERIES, | 31.79 | EA | 0
RBHSB14065F | Canada | CAD | BASIN,POURING,#11 HORIZ. | 713.05 | EA | 0
559689 | Canada | CAD | INS,2-1/2,3/8-16 X 5/8 | 7.03 | EA | 0
LPC805L | Canada | CAD | STRAP,CU,CABLE,5/8IN WIDE | 2.28 | EA | 0
557270 | Canada | CAD | BRAID,FLAT,23X2.0,CU,180 | 17.2 | MR | 0
XLB960A3 | Canada | CAD | FILTER,EXOLON,FIBERFRAX 3 | 2.64 | EA | 0
534031L3MP | Canada | CAD | FLEXIBAR,BUSBAR,MTO, | 193.85 | EA | 0
HDGRC161V | Canada | CAD | MOLD,CABLE TO GRD ROD,VER | 276.78 | EA | 0
EGBA12412CC | Canada | CAD | BAR,GRD BUS,1/2 X 4 X 12 | 304.2 | EA | 0
563609 | Canada | CAD | BRAID,SHUNT,INSULATED, | 11.4 | EA | 0
534041KOM07 | Canada | CAD | FLEXIBAR,ADV,8X50X1MM,KOM | 393.38 | EA | 0
MBB19 | Canada | CAD | MOLD,BLANK,250300 D PRICE | 452 | EA | 0
LSCS6EG | Canada | CAD | MOLD,CABLE,TO BUS/LUG,HOR | 276.78 | EA | 0
SRGBD026 | Canada | CAD | GRID,SRG,10 X 26,26GAGEX2 | 2361.88 | EA | 0
A929D003 | Canada | CAD | WASHER,STAR,5/16 STAINLES | 0.03 | EA | 0
LJCEALY8 | Canada | CAD | MOLD,CABLE TO BUS/LUG,HOR | 276.78 | EA | 0
RTB30S3 | Canada | CAD | BARRIER,TRANSIENT,RAIL,UN | 232.35 | EA | 0
HCA1V2 | Canada | CAD | MOLD,CABLE TO HORZ STL,HO | 168.64 | EA | 0
SBS17INSUL | Canada | CAD | BOND STRAND,INSUL,S17 | 6.37 | EA | 0
EGBA14312MMT | Canada | CAD | BAR,GRD BUS,1/4 X 3 X 12 | 195 | EA | 0
S429F1N | Canada | CAD | SLEEVE,CU,FLARED,4 RLAY | 1.9 | EA | 0
PB13STY4LH | Canada | CAD | MOLD,CABLE TO RAIL,HORZ | 271.52 | EA | 0
WT2SC5001.0 | Canada | CAD | RECEPTOR ASSY, SIDE, | 131.59 | EA | 0
TACY4W3 | Canada | CAD | MOLD,CABLE,HORZ TEE | 276.78 | EA | 0
DSD1201S24 | Canada | CAD | DIVERTER,SURGE,24V,20KA,1 | 234.07 | EA | 0
HDVSCY6 | Canada | CAD | MOLD,CABLE TO VERT STL,45 | 276.78 | EA | 0
VSC2QV6W | Canada | CAD | MOLD,CABLE TO VERT STL,45 | 302.99 | EA | 0
TAC9J9J | Canada | CAD | MOLD,CABLE,HORZ TEE | 276.78 | EA | 0
ERICORE035T | Canada | CAD | DOWNCONDUCTOR,LIGHTNING, | 7607.41 | EA | 0
A238GC2S18RH | Canada | CAD | CLAMP,FENCE,4/0 X 18 IN F | 333.89 | EA | 0
LPC137250 | Canada | CAD | CABLE,CU,CONCENTRIC,37 | 15.09 | FT | 0
FLXPLAM0055 | Canada | CAD | FLEXIBAR,ADV,5X24X1MM,LAM | 235.378 | EA | 0
PK2092AEP | Canada | CAD | KIT,2/0 INS CABLE 10FT | 183.24 | EA | 0
715274 | Canada | CAD | DRILL,HOLLOW CORE,17MM | 363.32 | EA | 0
EDT2150M | Canada | CAD | ENHANCED TYPE 2 MODULE, | 119.37 | EA | 0
LPA29658A | Canada | CAD | TERMINAL,AIR,EXTENSION,PA | 15.33 | EA | 0
S1V46 | Canada | CAD | MOLD,HV CABLE SPLICE,HORZ | 611.42 | EA | 0
NT1141VPLUS | Canada | CAD | ONE-SHOT,CABLE TO GRD ROD | 33.02 | EA | 0
S1V42M | Canada | CAD | MOLD,HV CABLE SPLICE,HORZ | 264.78 | EA | 0
B102EFOL | Canada | CAD | LUG,CU,1/4 X 1 1/4 W/2-9/ | 40.52 | EA | 0
B522D | Canada | CAD | CLAMP,ASSY,2 IN NOMINAL P | 75.58 | EA | 0
A239KD2S242Q4LH | Canada | CAD | CLAMP,ASSY,FENCE & GATE | 833.59 | EA | 0
TAC2Q1TW | Canada | CAD | MOLD,CABLE,HORZ TEE | 355.41 | EA | 0
RRC528G | Canada | CAD | MOLD,CABLE TO REBAR,HORZ | 276.78 | EA | 0
VSC9FV3 | Canada | CAD | MOLD,CABLE TO VERT STL,45 | 276.78 | EA | 0
NCR161G | Canada | CAD | MOLD,CABLE TO GRD ROD,HOR | 376.08 | EA | 0
559694 | Canada | CAD | INSULATOR,3,3/8-16 X 5/8 | 8.85 | EA | 0
563530 | Canada | CAD | BRAID,PREFAB,500X50X4MM, | 66 | EA | 0
GTC181V | Canada | CAD | MOLD,CABLE TO GRD ROD,VER | 276.78 | EA | 0
MTKS540 | Canada | CAD | MAT,GRD,4 FT X 6 FT,#6 30 | 574.99 | EA | 0
TAC9G9E | Canada | CAD | MOLD,CABLE,HORZ TEE | 276.78 | EA | 0
FLXPABB0038 | Canada | CAD | FLEXIBAR,ADV,10X32X1,ABB, | 213.951 | EA | 0
EL32P24L | Canada | CAD | COUPLER,LENTON,POSITION, | 136.95 | EA | 0
PGP1T1T | Canada | CAD | MOLD,CABLE, HORZ THRU PAR | 304.14 | EA | 0
47858630AEP | Canada | CAD | ROD,GRD,5/8,CU PLATED,15 | 129.22 | EA | 0
PB13ST1LRH | Canada | CAD | MOLD,CABLE TO RAIL,HORZ T | 271.52 | EA | 0
SSC3D2Q | Canada | CAD | MOLD,CABLE,HORZ SPLICE | 276.78 | EA | 0
EGBA14414MM | Canada | CAD | BUSBAR,GRD,CU,1/4X4X14,MM | 223.6 | EA | 0
GYJ169H | Canada | CAD | MOLD,CABLE TO GRD ROD,VER | 1147.17 | EA | 0
GRT14A1L | Canada | CAD | MOLD,CABLE TO GRD ROD,VER | 269.61 | EA | 0
S1V29M | Canada | CAD | MOLD,HV CABLE SPLICE,HORZ | 383.73 | EA | 0
PQC160-480V-D | Canada | CAD | SES160B480D | 1820.29 | EA | 0
613860 | Canada | CAD | ROD,GRD,3/8X6,10 MIL CU | 28.95 | EA | 0
549210 | Canada | CAD | BUSBAR,4 MM,THD,M6,25X4 | 152.89 | EA | 0
EGBA38308NN | Canada | CAD | BAR,GRD BUS,3/8 X 3 X 08 | 124.8 | EA | 0
561138 | Canada | CAD | END CAP ASSY,ACCESSORY, | 4.8 | EA | 0
S429F3S20 | Canada | CAD | SLEEVE,CU,FLARED,500 RLAY | 9.5 | EA | 0
LPC244L | Canada | CAD | POINT,CU,5/8IN X 18IN | 54.5 | EA | 0
PBW33S9 | Canada | CAD | BOND KIT,STUB END WEB,500 | 71.49 | EA | 0
E2TERMOS | Canada | CAD | DRUM,DOWNCONDUCTOR,ERICOR | 685.97 | EA | 0
32 | Canada | CAD | WELD METAL,CADWELD,F20 | 9.71 | EA | 0
TAD4Y9F | Canada | CAD | MOLD,CABLE,HORZ TEE | 586.79 | EA | 0
PCCY4Y2 | Canada | CAD | MOLD,CABLE, HORZ TAP PARA | 276.78 | EA | 0
EL3632P9Q | Canada | CAD | COUPLER,LENTON,POSITION | 186.33 | EA | 0
PQS400120/208 | Canada | CAD | PROTECTOR,SURGE,PQS400,12 | 4935.76 | EA | 0
PBK239 | Canada | CAD | LUG,KIT,ASSY,1000 KCMIL | 5380.65 | EA | 0
MBA13CCL | Canada | CAD | MOLD,BLANK,2 1/2 X 3 X 6 | 218.01 | EA | 0
EGBA14324LLT | Canada | CAD | BAR,GRD BUS,1/4 X 3 X 24 | 366.6 | EA | 0
EGBA14224HHT | Canada | CAD | BAR,GRD BUS,1/4 X 2 X 24 | 304.2 | EA | 0
EL36SAQ | Canada | CAD | COUPLER,LENTON,SA,#11, | 81.76 | EA | 0
GTC162B | Canada | CAD | MOLD,CABLE TO GRD ROD,VER | 276.78 | EA | 0
LPC227B | Canada | CAD | POINT,CU,BARE,1/2IN X | 95.56 | EA | 0
PTD3X3X | Canada | CAD | MOLD,CABLE,HORZ THRU PARA | 586.79 | EA | 0
508153 | Canada | CAD | RAW, | 157.61 | EA | 0
PTC8C8C | Canada | CAD | MOLD,CABLE, HORZ THRU PAR | 276.78 | EA | 0
VBC2GV3.50 | Canada | CAD | MOLD,CABLE TO VERT STL,VE | 276.78 | EA | 0
PTC9F2G001 | Canada | CAD | MOLD,CABLE, HORZ THRU PAR | 276.78 | EA | 0
FLXPAPG0005 | Canada | CAD | FLEXIBAR,ADV,4X80X1MM,APG | 539.47 | EA | 0
HDVSC2V | Canada | CAD | MOLD,CABLE TO VERT STL,45 | 276.78 | EA | 0
YEC1T1T | Canada | CAD | MOLD,CABLE,VERT Y HORZ TH | 276.78 | EA | 0
HSC2L001 | Canada | CAD | MOLD,CABLE TO HORZ STL,HO | 276.78 | EA | 0
PBB136D | Canada | CAD | CLEANER,MOLD | 906.82 | EA | 0
561163 | Canada | CAD | POWER BLOCK SB 250AL | 25 | EA | 0
PCC1T1G | Canada | CAD | MOLD,CABLE, HORZ TAP PARA | 276.78 | EA | 0
VTD9J | Canada | CAD | MOLD,CABLE TO VERT STL,HO | 586.79 | EA | 0
GMR162C | Canada | CAD | MOLD,CABLE TO GRD ROD,VER | 376.08 | EA | 0
UTB60DPM | Canada | CAD | PROTECTOR,SURGE,UTB REPLA | 186.85 | EA | 0
534045 | Canada | CAD | FLEX ADV2MTC 5X63X1 | 662.04 | EA | 0
XBQ9E9E | Canada | CAD | MOLD,CABLE,HORZ X LAPPED, | 528.45 | EA | 0
VNC2CRH | Canada | CAD | MOLD,CABLE TO VERT STL,HO | 276.78 | EA | 0
534035RW02 | Canada | CAD | FLEXIBAR,ADV,8X40X1MM,RW, | 152.19 | EA | 0
TAC8D8B | Canada | CAD | MOLD,CABLE,HORZ TEE | 276.78 | EA | 0
EL38CIPS | Canada | CAD | PROTECTOR,THREAD,INTERNAL | 0.54 | EA | 0
PBW13S56 | Canada | CAD | BOND KIT,JOINT,500 RLAY W | 212 | EA | 0
PTCY4Y2 | Canada | CAD | MOLD,CABLE HORZ THRU, | 276.78 | EA | 0
SBK356UP | Canada | CAD | KIT,RAIL,BOOTLEG,2 WIRE | 315.04 | EA | 0
CAHCA1HA | Canada | CAD | MOLD,CABLE TO HORZ STL,HO | 168.64 | EA | 0
122540 | Canada | CAD | EXTENSION, E450X300 | 5603.88 | EA | 0
553540 | Canada | CAD | CONNECTOR,BUSBAR,CABLE TO | 8.07 | EA | 0
534041KOM02 | Canada | CAD | FLEXIBAR,ADV,8X50X1MM,KOM | 535.72 | EA | 0
RRC512L | Canada | CAD | MOLD,CABLE TO REBAR,HORZ | 276.78 | EA | 0
PTC2Q1Y | Canada | CAD | MOLD,CABLE, HORZ THRU PAR | 276.78 | EA | 0
RQC522L | Canada | CAD | MOLD,CABLE TO REBAR,VERT | 276.78 | EA | 0
LK8ES | Canada | CAD | COUPLER,LENTON INTERLOK,# | 104.44 | EA | 0
DT130040R | Canada | CAD | TYPE 1, 300V, 4 0 | 771.17 | EA | 0
562149ADV | Canada | CAD | BRAID,SHUNT,INSULATED, | 5.94 | EA | 0
EBCPALPAL | Canada | CAD | MOLD,BUS BAR,HORZ X LAPPE | 276.78 | EA | 0
EL36SASA2300 | Canada | CAD | COUPLER,LENTON,SASA,DBL | 167.35 | EA | 0
553440 | Canada | CAD | CONNECTOR,BUSBAR,CABLE TO | 5.77 | EA | 0
PQC320120208V | Canada | CAD | SES320B208Y | 6333.31 | EA | 0
S1V43 | Canada | CAD | MOLD,HV CABLE SPLICE,HORZ | 576.94 | EA | 0
EL25SASA6000 | Canada | CAD | COUPLER,LENTON,SASA,DBL | 251.74 | EA | 0
B854A1 | Canada | CAD | MOLD,SUPPORT,ASS'Y FOR TY | 603.81 | EA | 0
GNR162C | Canada | CAD | MOLD,CABLE TO GRD ROD,VER | 376.08 | EA | 0
VBC9FV3 | Canada | CAD | MOLD,CABLE TO VERT STL,VE | 276.78 | EA | 0
VFC1KV6 | Canada | CAD | MOLD,CABLE TO VERT STL,VE | 276.78 | EA | 0
LPC437LG | Canada | CAD | BASE,CU,BARE,TOP MOUNT, | 326.7 | EA | 0
HDXB49F9C | Canada | CAD | MOLD,CABLE,HORZ X LAPPED | 990.2 | EA | 0
RJE552G | Canada | CAD | MOLD,CABLE TO REBAR,VERT | 775.14 | EA | 0
LPS27612 | Canada | CAD | SPRING,SS,ONLY | 6.67 | EA | 0
550650 | Canada | CAD | BUSBAR,CU,60X5X4000MM | 917.18 | EA | 0
615890 | Canada | CAD | ROD,GRD,5/8X9FT,CU BONDED | 51.65 | EA | 0
CAVJT1H35 | Canada | CAD | MOLD,CABLE TO VERT CAST | 269.61 | EA | 0
534052NEX02 | Canada | CAD | FLEXIBAR,ADV,8X80X1,NEX | 683.25 | EA | 0
611380HA01UL | Canada | CAD | ROD,GRD,1/2X8,CU CLAD,10 | 45.45 | EA | 0
534522 | Canada | CAD | IBS ADV 185-530-10 | 177.15 | EA | 0
RJC541L | Canada | CAD | MOLD,CABLE TO REBAR,VERT | 276.78 | EA | 0
EL20CIPPBG250 | Canada | CAD | PROTECTOR,THREAD,A12 THD, | 0.58 | EA | 0
564800 | Canada | CAD | BRAID,SHUNT,POWER,TINNED, | 1143.53 | EA | 0
LPC517 | Canada | CAD | SPLICE,CU,CAST,CABLE,UNIV | 36.23 | EA | 0
SBS24884W2 | Canada | CAD | BOND,JOINT HEAD,3/16X9-3/ | 13.25 | EA | 0
CGC063 | Canada | CAD | MOLD,BUS TO HORZ STL,TAP | 276.78 | EA | 0
LU57TMT12D | Canada | CAD | LENTON ULTIMATE,MALE, | 65.31 | EA | 0
LPC228L | Canada | CAD | POINT,CU,1/2IN X 48IN | 122.32 | EA | 0
534034L3M | Canada | CAD | FLEXIBAR,ADV,6X40X1MM,3M, | 582.19 | EA | 0
HAH2C8C | Canada | CAD | MOLD,CABLE TO HORZ STL,HO | 484.97 | EA | 0
TSF6A240V | Canada | CAD | FILTER, SURGE, 1PH, 240VA | 447.47 | EA | 0
XLYRF4P4T001LHS | Canada | CAD | MOLD,CABLE,HORZ Y 20 DEG | 783.12 | EA | 0
HSC2C2 | Canada | CAD | MOLD,CABLE TO HORZ STL,HO | 276.78 | EA | 0
VBC1VV2 | Canada | CAD | MOLD,CABLE TO VERT STL,VE | 276.78 | EA | 0
179065 | Canada | CAD | CLIP,VF14M8TI | 1.89 | EA | 0
554000 | Canada | CAD | SLEEVE,GLASS,FIBER COATED | 1.48 | MR | 0
XACY3Y3 | Canada | CAD | MOLD,CABLE,HORZ X SAME PL | 276.78 | EA | 0
561850 | Canada | CAD | METAL SPACER M6 X 100 | 3.16 | EA | 0
PTC1D1D | Canada | CAD | MOLD,CABLE,HORZ THRU | 276.78 | EA | 0
RPSCW4STPW3 | Canada | CAD | WALKWAY, 4 STEPS | 15271.67 | EA | 0
TAC1B1B | Canada | CAD | MOLD,CABLE,HORZ TEE | 276.78 | EA | 0
PB20TA2Q2Q | Canada | CAD | MOLD,CABLE,HORZ TEE | 199.84 | EA | 0
PBB23201M | Canada | CAD | CRUCIBLE,MOLD,W/2 TAP HOL | 733.21 | EA | 0
FLXPQUR0003 | Canada | CAD | FLEXIBAR,ADV,6X15.5X0.8MM | 327.91 | EA | 0
CAGTP161L | Canada | CAD | MOLD,CABLE TO GRD ROD,VER | 304.14 | EA | 0
GT1162GPLUS | Canada | CAD | ONE-SHOT,CABLE TO GRD ROD | 35.18 | EA | 0
EGBA14110NN | Canada | CAD | BAR,GRD BUS,1/4 X 1 X 10 | 88.4 | EA | 0
PB50LA5FGH | Canada | CAD | MOLD,CABLE TO BUS/LUG,HOR | 423.66 | EA | 0
RTPY5M | Canada | CAD | MOLD,CABLE TO REBAR,HORZ | 304.2 | EA | 0
EL36P9N | Canada | CAD | COUPLER,LENTON,SOURCED,P9 | 97.36 | EA | 0
GTT14B1H | Canada | CAD | MOLD,CABLE TO GRD ROD,VER | 269.61 | EA | 0
TCR2C2C | Canada | CAD | MOLD,CABLE,VERT TEE HORZ | 376.08 | EA | 0
534524 | Canada | CAD | IBS ADV 185-830-10 | 244.54 | EA | 0
EDT255030R | Canada | CAD | ENHANCED TYPE 2, 550V,30 | 457.46 | EA | 0
LPS418 | Canada | CAD | POINT,SS,INDUSTRIAL STACK | 422.19 | EA | 0
T416BCOVER | Canada | CAD | COVER,ENCLOSURE,T416B | 48.88 | EA | 0
B548A30 | Canada | CAD | MOUNTING ASSY,KIT,1/4 IN | 3.46 | EA | 0
ML6GPKG250 | Canada | CAD | COUPLER,QUICK WEDGE,#6 GA | 48.68 | EA | 0
TAC2Q2P | Canada | CAD | MOLD,CABLE,HORZ TEE | 276.78 | EA | 0
534056ABB09 | Canada | CAD | FLEXIBAR,ADV,6X100X1,ABB, | 744.98 | EA | 0
EL12A2WCP | Canada | CAD | COUPLER,LENTON STANDARD,# | 18.5 | EA | 0
GLPCC001TC | Canada | CAD | MOLD,CABLE TO LUG,HORZ SP | 304.14 | EA | 0
250F76 | Canada | CAD | WELD METAL,CADWELD,F76 | 59.35 | EA | 0
XAC1G1G | Canada | CAD | MOLD,CABLE,HORZ X SAME PL | 276.78 | EA | 0
LPC204 | Canada | CAD | POINT,CU,3/8IN X 18IN | 73.8 | EA | 0
534041KOM15 | Canada | CAD | FLEXIBAR,ADV,8X50X1MM,KOM | 318.97 | EA | 0
534007DS01 | Canada | CAD | FLEXIBAR,ADV,4X15.5X0.8MM | 129.35 | EA | 0
534041PHM23 | Canada | CAD | FLEXIBAR,ADV,8X50X1MM,PHM | 235.27 | EA | 0
PTC2G2CW | Canada | CAD | MOLD,CABLE,HORZ THRU PARA | 329.2 | EA | 0
ELFB12X003 | Canada | CAD | LENTON FORM SAVER BOLT, | 7.91 | EA | 0
SSC1L2Q | Canada | CAD | MOLD,CABLE,HORZ SPLICE | 276.78 | EA | 0
HDXBV3A9FW | Canada | CAD | MOLD,CABLE,HORZ X LAPPED | 1320.41 | EA | 0
EL25C3SWN | Canada | CAD | COUPLER,LENTON,SPECIAL, | 81.54 | EA | 0
XL500 | Canada | CAD | WELD METAL,ALLOY,F20,EXOL | 144.86 | EA | 0
DT135010R | Canada | CAD | TYPE 1, 350V, 1 0 | 184.47 | EA | 0
551350 | Canada | CAD | MOUNTING,KIT,FBS 400A | 183.18 | EA | 0
534034GE30 | Canada | CAD | FLEXIBAR,ADV,6X40X1MM,GE, | 309.15 | EA | 0
PB90PLUSF80 | Canada | CAD | CADWELD PLUS,#90,F80 | 16.13 | EA | 0
TAC2Q1B | Canada | CAD | MOLD,CABLE,HORZ TEE | 276.78 | EA | 0
XBV3Q3A | Canada | CAD | MOLD,CABLE,HORZ X LAPPED | 1215.58 | EA | 0
VBC2GV21C | Canada | CAD | MOLD,CABLE TO VERT STL, | 276.78 | EA | 0
RBWS1500D | Canada | CAD | BASIN,POURING,#9 STANDARD | 440.8 | EA | 0
534026SE04 | Canada | CAD | FLEXIBAR,ADV,5X32X1MM,SE, | 277.32 | EA | 0
GTC142V | Canada | CAD | MOLD,CABLE TO GRD ROD,VER | 276.78 | EA | 0
SSCY0 | Canada | CAD | MOLD,CABLE,HORZ SPLICE | 276.78 | EA | 0
LJCCAJY6 | Canada | CAD | MOLD,CABLE TO BUS/LUG,HOR | 276.78 | EA | 0
GRC224L | Canada | CAD | MOLD,CABLE TO GRD ROD,VER | 276.78 | EA | 0
B194CRH | Canada | CAD | CLIP,C BOND,250KCM RLAY,R | 137.87 | EA | 0
534001LAM13 | Canada | CAD | FLEXIBAR,ADV,3X9X0.8,LAM | 224.45 | EA | 0
EL22A2SS | Canada | CAD | COUPLER,LENTON STANDARD, | 137.04 | EA | 0
SBNT1161LPLUS | Canada | CAD | ONE SHOT,#3 SOL THRU #6 | 31.2 | EA | 0
EL57TD14 | Canada | CAD | ANCHOR,TERMINATOR ASTMAA | 406.4 | EA | 0
ARC2210CNC | Canada | CAD | COUPLER,ASSY,WITH AIR TER | 251.54 | EA | 0
DT1M27531R | Canada | CAD | DIVERTER, TYPE 1, 275V, 3 | 1427.11 | EA | 0
RBS3157 | Canada | CAD | CHAIN,ASSY,#45 19 IN LG W | 39.74 | EA | 0
554020 | Canada | CAD | SLEEVE,GLASS,FIBER COATED | 2.77 | MR | 0
PBW2W | Canada | CAD | MOLD,RAIL,CABLE HORZ TO W | 221.62 | EA | 0
LPC528L | Canada | CAD | SPLICE,CU,CAST,CABLE,UNIV | 84.67 | EA | 0
534022LAM12 | Canada | CAD | FLEXIBAR,ADV,10X24X1,LAM, | 539.28 | EA | 0
557850 | Canada | CAD | RAIL,DIN,2M LG,7.5MM HIGH | 9.96 | EA | 0
552220 | Canada | CAD | MOUNTING KIT,INSULATOR | 2.7 | EA | 0
GYE181H | Canada | CAD | MOLD,CABLE TO GRD ROD,VER | 775.14 | EA | 0
508052 | Canada | CAD | BRAID,FLEXIBLE, | 1742.51 | EA | 0
554770 | Canada | CAD | POLY,SLEEVE,50 M,BLACK, | 2.24 | MR | 0
TDX200S347/600 | Canada | CAD | PROTECTOR,SURGE,TDX200S,3 | 2772.69 | EA | 0
534001LAM16 | Canada | CAD | FLEXIBAR,ADV,3X9X0.8,LAM | 135.06 | EA | 0
LJCCALY4 | Canada | CAD | MOLD,CABLE TO BUS/LUG,HOR | 276.78 | EA | 0
534041PHM01 | Canada | CAD | FLEXIBAR,ADV,8X50X1MM,PHM | 261.76 | EA | 0
PTD4Y3Q | Canada | CAD | MOLD,CABLE, HORZ THRU PAR | 586.79 | EA | 0
CGCEAJ | Canada | CAD | MOLD,BUS TO HORZ STL,TAP | 276.78 | EA | 0
HSP10K72 | Canada | CAD | PROTECTOR,LINE,HIGH SPEED | 461.6 | EA | 0
HDXAC2C1L | Canada | CAD | MOLD,CABLE,HORZ X SAME PL | 276.78 | EA | 0
B140B | Canada | CAD | SHIM,CU,.013 X 3 IN X 2 1 | 2.11 | EA | 0
DQC182QW | Canada | CAD | MOLD,CABLE TO GRD ROD, | 381.62 | EA | 0
550250 | Canada | CAD | BUSBAR,CONNECTOR,XM5,12X4 | 0.94 | EA | 0
A928B083 | Canada | CAD | NUT,HEX,5/16-18 UNC,W/NYL | 0.23 | EA | 0
ML954 | Canada | CAD | RING,PISTON,BACK UP | 5.59 | EA | 0
GYJ313Q | Canada | CAD | MOLD,CABLE TO GRD ROD, | 1147.17 | EA | 0
534019LAM04 | Canada | CAD | FLEXIBAR,ADV,5X24X1MM,LAM | 221.18 | EA | 0
534110 | Canada | CAD | BUSBAR,FLEXIBLE,ADVANCED, | 145.3 | EA | 0
B2700GK48X84A | Canada | CAD | RING,GRD KIT,48X84 ENTRY | 346.2 | EA | 0
EGBF14440QQ | Canada | CAD | BUSBAR,GRD,CU,1/4X4X40 IN | 782.6 | EA | 0
FLXPKOM0008 | Canada | CAD | FLEXIBAR,ADV,3X40X1MM,KOM | 323.255 | EA | 0
4BRT32BP | Canada | CAD | RING,BRIDLE,2 DIA 1/4-20 | 18.14 | EA | 0
FJ2G360 | Canada | CAD | JUMPER,SWAGED,2/0 CONC 36 | 564.07 | EA | 0
LK20D | Canada | CAD | COUPLER,LENTON INTERLOK,2 | 52.66 | EA | 0
EL32P9Q | Canada | CAD | COUPLER,LENTON,POSITION, | 166.68 | EA | 0
A928L008 | Canada | CAD | NUT,BINDING,HEX,14-24NS- | 2.82 | EA | 0
CAVHT1L8 | Canada | CAD | MOLD,CABLE TO VERT CAST I | 269.61 | EA | 0
A928L006 | Canada | CAD | NUT,BINDING HEX,14-24NS-2 | 0.61 | EA | 0
CAT328D | Canada | CAD | DISK,STL,DISKS,3/4 IN,1 I | 312.57 | EA | 0
HDTAC2Q2GHQ | Canada | CAD | MOLD,CABLE,HORZ TEE | 276.78 | EA | 0
549502 | Canada | CAD | KIT,SUPPORT,BUSBAR,CABS | 54.42 | EA | 0
HAH2C20C | Canada | CAD | MOLD,CABLE TO HORZ STL, | 484.97 | EA | 0
PB90 | Canada | CAD | WELD METAL,CADWELD RAIL P | 13.43 | EA | 0
DINRL6 | Canada | CAD | 6IN PDR DIN RAIL | 7.37 | EA | 0
EHL58G1K | Canada | CAD | CONNECTOR,COMPRESSION, | 30.95 | EA | 0
EL22P9ES | Canada | CAD | COUPLER,LENTON POSITION,# | 118.49 | EA | 0
HDTAC3D3D | Canada | CAD | MOLD,CABLE,HORZ TEE | 276.78 | EA | 0
EL22D6 | Canada | CAD | COUPLER,LENTON TERMINATOR | 13.99 | EA | 0
HDTAC3Q2QL | Canada | CAD | MOLD,CABLE,HORZ TEE | 276.78 | EA | 0
TMGBA16L19PT | Canada | CAD | BAR ASSY,GRD BUS,1/4X4X15 | 293.8 | EA | 0
LPC553A38 | Canada | CAD | BASE,STAMPED,AND CAP ASSE | 33.97 | EA | 0
635800SG01 | Canada | CAD | GROUND ROD,COPPERBONDED, | 37.66 | EA | 0
HDVVRSD | Canada | CAD | MOLD,CABLE TO VERT STL,VE | 376.08 | EA | 0
LPC302L58 | Canada | CAD | BASE,CABLE,AND AIR TERMIN | 90.19 | EA | 0
XBM2C2C | Canada | CAD | MOLD,CABLE,HORZ X LAPPED | 844.84 | EA | 0
B295X51Z56 | Canada | CAD | LABEL,ADHESIVE,TYPE 2 | 111.84 | EA | 0
GRC161K | Canada | CAD | MOLD,CABLE TO GRD ROD,VER | 276.78 | EA | 0
VVR2L | Canada | CAD | MOLD,CABLE TO VERT STL,VE | 376.08 | EA | 0
RB45SC23075RHM | Canada | CAD | BASIN,POURING,#18 45 DEG | 1068.15 | EA | 0
GRC188D | Canada | CAD | MOLD,CABLE TO GRD ROD,VER | 276.78 | EA | 0
LPC513 | Canada | CAD | SPLICE,CU,CABLE,STRAIGHT | 56.91 | EA | 0
SBGT1181L | Canada | CAD | ONE-SHOT,CABLE TO GRD ROD | 18.02 | EA | 0
EGBA14324DGT | Canada | CAD | BUSBAR,GRD,CU,1/4X3X24,DG | 366.6 | EA | 0
XLTAC2Q2Q | Canada | CAD | MOLD,CABLE,HORZ TEE | 328.55 | EA | 0
VVC1VV2 | Canada | CAD | MOLD,CABLE TO VERT STL,VE | 276.78 | EA | 0
TAC3D2QHQ | Canada | CAD | MOLD,CABLE,HORZ TEE,HYDRO | 276.78 | EA | 0
EGBA14836NN | Canada | CAD | BAR,GRD BUS,1/4 X 8 X 36 | 842.4 | EA | 0
150PLUSF20 | Canada | CAD | CADWELD PLUS,#150,F20 | 36.04 | EA | 0
LPC103IN0200.0 | Canada | CAD | CONDUCTOR,CABLE,WIND TURB | 15526.49 | EA | 0
EL28SASA2400 | Canada | CAD | COUPLER,LENTON,SASA,DBL | 145.99 | EA | 0
RDH552GM | Canada | CAD | MOLD,CABLE TO REBAR,HORZ | 369.97 | EA | 0
534056RW45 | Canada | CAD | FLEXIBAR,ADV,6X100X1MM,RW | 637.79 | EA | 0
HDPTD2V9FW | Canada | CAD | MOLD,CABLE, HORZ THRU PAR | 639.21 | EA | 0
PTCY7Y7 | Canada | CAD | MOLD,CABLE, HORZ THRU PAR | 276.78 | EA | 0
633450GAL01 | Canada | CAD | ROD,GRD,3/4X5,CU BONDED | 53.66 | EA | 0
TACY6CY2C | Canada | CAD | MOLD,CABLE,HORZ TEE | 276.78 | EA | 0
LPA31212 | Canada | CAD | BASE,AL,STRAP 1/2IN POINT | 63.1 | EA | 0
534026AMX03 | Canada | CAD | FLEXIBAR,ADV,5X32X1,AMX | 148.03 | EA | 0
CBSC18 | Canada | CAD | CU-BONDED STL COND,100M, | 1901.97 | EA | 0
EPGC142144T | Canada | CAD | PERIMETER,GRD,STRAIGHT | 846.51 | EA | 0
EGBA14212SS | Canada | CAD | BAR,GRD BUS,1/4 X 2 X 12, | 132.6 | EA | 0
556740 | Canada | CAD | BRAID,PREFAB,200X23X2MM, | 9.32 | EA | 0
ERICORE255U | Canada | CAD | DOWNCONDUCTOR,LIGHTNING | 9999.99 | EA | 0
PTC1T1V | Canada | CAD | MOLD,CABLE, HORZ THRU PAR | 276.78 | EA | 0
SBS24882CWPW2 | Canada | CAD | BOND,JOINT HEAD,3/16 X 6 | 13.77 | EA | 0
B142A | Canada | CAD | PACKING,REBAR,CONN,.25 X | 2.99 | EA | 0
PHJ3D2Q | Canada | CAD | MOLD,CABLE,VERT THRU PARA | 1147.17 | EA | 0
GTC143Q | Canada | CAD | MOLD,CABLE TO GRD ROD,VER | 276.78 | EA | 0
HAA1GPE | Canada | CAD | MOLD,CABLE TO HORZ STL,HO | 168.64 | EA | 0
GVR162C | Canada | CAD | MOLD,CABLE TO GRD ROD, | 376.08 | EA | 0
534057EA01 | Canada | CAD | FLEXIBAR,ADV,8X100X1MM, | 152165.66 | EA | 0
B144B | Canada | CAD | PACKING,PREFAB,.25 X 3 X | 4.17 | EA | 0
PTC2P2C | Canada | CAD | MOLD,CABLE, HORZ THRU PAR | 276.78 | EA | 0
XBQ9C9C | Canada | CAD | MOLD,CABLE,HORZ X LAPPED, | 528.45 | EA | 0
LPC246BST | Canada | CAD | POINT,CU,BLUNT BARE,5/8IN | 141.44 | EA | 0
HDGTC162V | Canada | CAD | MOLD,CABLE TO GRD ROD, | 276.78 | EA | 0
ER12000SS | Canada | CAD | MAST,STEEL,STAINLESS 2M - | 2110.54 | EA | 0
TDD2Q2Q | Canada | CAD | MOLD,CABLE,HORZ TEE MULT | 548.41 | EA | 0
250F80HQ | Canada | CAD | WELD METAL,CADWELD,F80,HQ | 51.14 | EA | 0
RRA561H | Canada | CAD | MOLD,CABLE TO REBAR,HORZ | 168.64 | EA | 0
A13241 | Canada | CAD | PLUG,RUN,GRAPHITE | 73.8 | EA | 0
RCE561V | Canada | CAD | MOLD,CABLE TO REBAR,VERT | 775.14 | EA | 0
557900 | Canada | CAD | RAIL,DIN,2M LG,15MM HIGH, | 15.05 | EA | 0
XLTAC2Q1L | Canada | CAD | MOLD,CABLE,HORZ TEE | 328.55 | EA | 0
ELFG22CA | Canada | CAD | LENTON,BAR END GAGE,FIELD | 193.16 | EA | 0
HDXBV3Q3AW | Canada | CAD | MOLD,CABLE,HORZ X LAPPED | 1320.41 | EA | 0
EL36P9EG | Canada | CAD | COUPLER,LENTON POSITION, | 154.31 | EA | 0
FLXPLAM0077 | Canada | CAD | FLEXIBAR,ADV,2X15.5X0.8 | 469.61 | EA | 0
534008 | Canada | CAD | FLEX ADV2MTC 6X15,5X0,8 | 170.16 | EA | 0
LPC404CTO | Canada | CAD | CABLE,CU,CONCENTRIC,19 | 21.89 | EA | 0
LPA501 | Canada | CAD | SPLICE,AL,STAMPED,CABLE, | 10.34 | EA | 0
683412 | Canada | CAD | ROD,GROUND,SS,3/4 X 12 FT | 404.14 | EA | 0
B540A903 | Canada | CAD | BUSBAR,GRD,CU,1/4X6X36 IN | 373.45 | EA | 0
LPC34312 | Canada | CAD | BASE,CU,STRAP,OFFSET, | 219.62 | EA | 0
EPGC142144 | Canada | CAD | PERIMETER,GRD,STRAIGHT, | 648.39 | EA | 0
RRA561V | Canada | CAD | MOLD,CABLE TO REBAR,HORZ | 168.64 | EA | 0
65PLUSF20 | Canada | CAD | CADWELD PLUS,#65,F20 | 16.54 | EA | 0
DT2300M | Canada | CAD | TYPE 2 MODULE, 300V | 70.94 | EA | 0
EL43TD6GV | Canada | CAD | ANCHOR,LENTON TERMINATOR, | 319.29 | EA | 0
RCE561H | Canada | CAD | MOLD,CABLE TO REBAR,VERT | 775.14 | EA | 0
PBW33S0122935RB | Canada | CAD | BOND,IMPD SIDE,500 RLAY I | 635.96 | EA | 0
NCR312G | Canada | CAD | MOLD,CABLE TO GRD ROD,HOR | 376.08 | EA | 0
RRC53Y4 | Canada | CAD | MOLD,CABLE TO REBAR,HORZ | 276.78 | EA | 0
VSC2QV8C | Canada | CAD | MOLD,CABLE TO VERT STL,45 | 276.78 | EA | 0
LPA34512 | Canada | CAD | BASE,AL,CAST,RIDGE, | 54.37 | EA | 0
ERICORE061T | Canada | CAD | DOWNCONDUCTOR,LIGHTNING, | 11690.89 | EA | 0
GT1161VPLUS | Canada | CAD | ONE-SHOT,CABLE TO GRD ROD | 32.72 | EA | 0
534010ABB21 | Canada | CAD | FLEXIBAR,ADV,2X20X1MM,ABB | 208.88 | EA | 0
551181 | Canada | CAD | SUPPORT,BUSBAR,CBS-B 1/10 | 123.06 | EA | 0
LPG36058 | Canada | CAD | BRACE,ADHESIVE MOUNT, | 169.99 | EA | 0
SBM456F | Canada | CAD | PARTS,BOND MOLD,3/16 XS T | 183.26 | EA | 0
534010LAM05 | Canada | CAD | FLEXIBAR,ADV,2X20X1MM,LAM | 249.56 | EA | 0
MBA11 | Canada | CAD | MOLD,BLANK,3 X 3 X 6 IN,S | 205.65 | EA | 0
LPC819L | Canada | CAD | PIPE,BAND,CU CABLE,10IN | 56.67 | EA | 0
T384 | Canada | CAD | SEALANT,RTV,#76360 W/7633 | 129 | EA | 0
558310 | Canada | CAD | KIT,CONTACT,HARDWARE,M6X | 0.81 | EA | 0
RBT69101H | Canada | CAD | SPLICE,KIT,#6/#9 CADWELD | 303.41 | EA | 0
RCE542GM | Canada | CAD | MOLD,CABLE TO REBAR,VERT | 561.05 | EA | 0
B1332C | Canada | CAD | SLEEVE,CU,.312 ID X .374 | 1.59 | EA | 0
CA32XF19 | Canada | CAD | WELD METAL,ALLOY,XF19 CAT | 10.5 | EA | 0
LPC48034SH | Canada | CAD | FASTENER,CU,BARE POINT, | 85.45 | EA | 0
PB16CGEG001RHM | Canada | CAD | MOLD,BUS TO HORZ STL,TAP | 271.52 | EA | 0
LK314A | Canada | CAD | GROMMET,RUBBER,#14 FORM M | 36.99 | EA | 0
SBXSHU2CWPW2 | Canada | CAD | BOND,KIT,RAILHEAD,3/16SIG | 25.01 | EA | 0
EGBF14412LL | Canada | CAD | BUSBAR,GRD,CU,1/4X4X12,LL | 257.4 | EA | 0
RBT1091 | Canada | CAD | SPLICE,KIT,#10 CADWELD T- | 232.93 | EA | 0
RHC532C | Canada | CAD | MOLD,CABLE TO REBAR,HORZ | 276.78 | EA | 0
GTT14A1LM | Canada | CAD | MOLD,CABLE TO GRD ROD,VER | 180.87 | EA | 0
B104EKOL | Canada | CAD | LUG,CU,1/4 X 3 W/4-9/16 H | 123.7 | EA | 0
534038MJP02 | Canada | CAD | FLEXIBAR,ADV,4X50X1MM,MJP | 151.92 | EA | 0
534024RES03 | Canada | CAD | FLEXIBAR,ADV,3X32X1MM,RES | 64.7 | EA | 0
553380 | Canada | CAD | CLAMP,FLEXIBAR,REINFORCED | 174.24 | EA | 0
LACY5CAJ | Canada | CAD | MOLD,CABLE TO BUS/LUG,HOR | 276.78 | EA | 0
PB13STW2RH | Canada | CAD | MOLD,CABLE TO RAIL,HORZ T | 271.52 | EA | 0
B18705X | Canada | CAD | FRAME,ASSY,3X3X10 1/4-11 | 402.09 | EA | 0
PTC2F2F | Canada | CAD | MOLD,CABLE, HORZ THRU | 276.78 | EA | 0
XBMY5Y5 | Canada | CAD | MOLD,CABLE,HORZ X LAPPED | 844.84 | EA | 0
SBTBS3432 | Canada | CAD | BOND,SWITCH,KIT 1 IN TAB, | 17.99 | EA | 0
GYE189F | Canada | CAD | MOLD,CABLE TO GRD ROD,VER | 775.14 | EA | 0
534026AMX13 | Canada | CAD | FLEXIBAR,ADV,5X32X1,AMX | 122.41 | EA | 0
DQC182Q | Canada | CAD | MOLD,CABLE TO GRD ROD,HOR | 276.78 | EA | 0
TAC3A1L | Canada | CAD | MOLD,CABLE,HORZ TEE | 276.78 | EA | 0
TSF6A24V | Canada | CAD | FILTER, SURGE, 1PH, 24VAC | 423.93 | EA | 0
NDR142G | Canada | CAD | MOLD,CABLE TO GRD ROD,HOR | 376.08 | EA | 0
SSC3Q2V | Canada | CAD | MOLD,CABLE,HORZ SPLICE | 276.78 | EA | 0
508117 | Canada | CAD | COPPER,BUSBAR, | 215.85 | EA | 0
SBTBJG448B | Canada | CAD | BOND,JUMPER,1 TAB 48 LONG | 22.4 | EA | 0
BGGEM25 | Canada | CAD | BAG,MULT WALL,PRINTED,12 | 3.38 | EA | 0
RBF150 | Canada | CAD | MATERIAL,FILLER,REBAR FER | 81.44 | EA | 0
PB10GR331H | Canada | CAD | MOLD,CABLE TO GRD ROD,VER | 271.52 | EA | 0
S1V21M | Canada | CAD | MOLD,HV CABLE SPLICE,HORZ | 334.79 | EA | 0
HDGTD163Q | Canada | CAD | MOLD,CABLE TO GRD ROD,VER | 586.79 | EA | 0
CC5A40CBF200 | Canada | CAD | CABLE,COMP,THFT DET,CUBND | 27.05 | FT | 0
GTC18Y0 | Canada | CAD | MOLD,CABLE TO GRD ROD,VER | 276.78 | EA | 0
RJC511H | Canada | CAD | MOLD,CABLE TO REBAR,VERT | 276.78 | EA | 0
PBB427A2LISL | Canada | CAD | BOND,KIT,IMPD SIDE LEAD, | 1057.78 | EA | 0
GTC188K | Canada | CAD | MOLD,CABLE TO GRD ROD,VER | 276.78 | EA | 0
YR3003RH | Canada | CAD | MOLD,CABLE,HORZ Y 45 DEG | 606.83 | EA | 0
HSP10K230 | Canada | CAD | PROTECTOR,LINE,HIGH SPEED | 290.69 | EA | 0
EL12A2NGV | Canada | CAD | COUPLER,LENTON,STANDARD, | 22.93 | EA | 0
534026AMX05 | Canada | CAD | FLEXIBAR,ADV,5X32X1,AMX | 167.09 | EA | 0
GYE33Y6 | Canada | CAD | MOLD,CABLE TO GRD ROD,VER | 775.14 | EA | 0
A12818A1 | Canada | CAD | ROD,SAMPLE,8 IN LONG,3/4 | 9.49 | EA | 0
VBR3QV10 | Canada | CAD | MOLD,CABLE TO VERT STL,VE | 376.08 | EA | 0
GTC222Q | Canada | CAD | MOLD,CABLE TO GRD ROD,VER | 276.78 | EA | 0
HCA1T | Canada | CAD | MOLD,CABLE TO HORZ STL,HO | 168.64 | EA | 0
SBPAJB32 | Canada | CAD | BOND,PLUG,S5 32 LONG | 15.7 | EA | 0
LL32B1MG | Canada | CAD | LENTON LOCK,B-SERIES, | 177.35 | EA | 0
RRC52Y3 | Canada | CAD | MOLD,CABLE TO REBAR,HORZ | 276.78 | EA | 0
S1V25 | Canada | CAD | MOLD,HV CABLE SPLICE,HORZ | 678.55 | EA | 0
SPDS100120/240 | Canada | CAD | PQI, TDX100S120/240 | 3975.14 | EA | 0
EL36D6SA1200 | Canada | CAD | COUPLER,LENTON,HEADED | 189.48 | EA | 0
XADY0Y6 | Canada | CAD | MOLD,CABLE,HORZ X SAME PL | 586.79 | EA | 0
SVR2Q8F | Canada | CAD | MOLD,CABLE,VERT SPLICE | 376.08 | EA | 0
DT2550M | Canada | CAD | TYPE 2 MODULE, 550V | 80.89 | EA | 0
SES160B480Y | Canada | CAD | SES, 160KA, BASIC, | 523.5 | EA | 0
505687 | Canada | CAD | BUSBAR,SPECIAL,20X60X500M | 489.71 | EA | 0
XBK4L3Q | Canada | CAD | MOLD,CABLE,HORZ X LAPPED | 1255.97 | EA | 0
HDPTC9H9C | Canada | CAD | MOLD,CABLE,HORZ THRU PARA | 276.78 | EA | 0
LPC571 | Canada | CAD | BOLT,U,CABLE SPLICER CAST | 63.96 | EA | 0
SBXST6AX | Canada | CAD | WELDER,HEAD BOND,3/16X6 | 466.05 | EA | 0
PQDS1000Y120 | Canada | CAD | PQDS-1-3Y-120/208V, | 1135.95 | EA | 0
534019L3MP | Canada | CAD | FLEXIBAR,BUSBAR,MTO, | 99999.99 | EA | 0
534403 | Canada | CAD | IBSB ADV 25-530-6 | 20.76 | EA | 0
1000PLUSF20 | Canada | CAD | CADWELD PLUS,WELD METAL, | 199.33 | EA | 0
534058NEX01 | Canada | CAD | FLEXIBAR,ADV,10X100X1,NEX | 875.47 | EA | 0
569207 | Canada | CAD | DIST. BLOCK UD2C12C1000AL | 117.21 | EA | 0
VNC1HLH8 | Canada | CAD | MOLD,CABLE TO VERT STL,HO | 276.78 | EA | 0
LQJEH3A | Canada | CAD | MOLD,CABLE TO BUS/LUG,VER | 1147.17 | EA | 0
ERICORE066T | Canada | CAD | DOWNCONDUCTOR,LIGHTNING, | 12518.75 | EA | 0
LPC2955M5M | Canada | CAD | ADAPTER,CU,COUPL.,5/8IN | 25.65 | EA | 0
NCR182QW | Canada | CAD | MOLD,CABLE TO GRD ROD,HOR | 480.91 | EA | 0
GTP181V | Canada | CAD | MOLD,CABLE TO GRD ROD,VER | 304.14 | EA | 0
SCB17503A | Canada | CAD | WELD METAL,F80 ALLOY | 134.47 | EA | 0
B2616A16 | Canada | CAD | CLAMP,PIPE,1/2 TO 1 IN PI | 66.6 | EA | 0
LPC752 | Canada | CAD | PLATE,CU,GROUND,20AWG, | 836.25 | EA | 0
NCR161L | Canada | CAD | MOLD,CABLE TO GRD ROD,HOR | 376.08 | EA | 0
ECRH122Q4U | Canada | CAD | GROUND ROD,ASSY,KIT,12FT | 3020.47 | EA | 0
559696 | Canada | CAD | INS,3-1/4,3/8-16 X 5/8 | 10.23 | EA | 0
549380 | Canada | CAD | MODULE,SUPPORT,CABS 2/10T | 59.24 | EA | 0
HDPTC2G9F | Canada | CAD | MOLD,CABLE, HORZ THRU PAR | 276.78 | EA | 0
GFC142QW | Canada | CAD | MOLD,CABLE TO GRD ROD,HOR | 329.2 | EA | 0
534025 | Canada | CAD | FLEX ADV2MTC 4X32X1 | 219.39 | EA | 0
EL36S5A | Canada | CAD | COUPLER,LENTON,STRAIGHT | 79.3 | EA | 0
PHJ3Q2Q | Canada | CAD | MOLD,CABLE,VERT THRU PARA | 1147.17 | EA | 0
B123EG03 | Canada | CAD | LUG,CU,1/4 X 1 1/2 W/2-7/ | 33.1 | EA | 0
FLXPABB0030 | Canada | CAD | FLEXIBAR,ADV,4X80X1,ABB | 322.04 | EA | 0
635860HENG | Canada | CAD | GROUND ROD, 5/8IN X 6 FT | 42.78 | EA | 0
SSC4L | Canada | CAD | MOLD,CABLE,HORZ SPLICE | 276.78 | EA | 0
GTC168D | Canada | CAD | MOLD,CABLE TO GRD ROD,VER | 276.78 | EA | 0
PB99XB2Q2Q | Canada | CAD | MOLD,CABLE,HORZ X LAPPED | 609.97 | EA | 0
RTBN30M | Canada | CAD | RAIL TRANSIENT BARRIER, | 153.8 | EA | 0
B122CE | Canada | CAD | LUG,CU,1/8 X 1 W/2-9/16 H | 15.33 | EA | 0
CDM01 | Canada | CAD | MOLD,GRAPHITE,MULTI | 686.22 | EA | 0
PBC1S59B | Canada | CAD | BOND,RAIL C,2/0 COMPOSITE | 28.3 | EA | 0
ERICORE/UTKIT/B | Canada | CAD | TERMINATION KIT, UPPER, | 1352.25 | EA | 0
1500PLUSF20 | Canada | CAD | CADWELD PLUS,WELD METAL, | 290.54 | EA | 0
HDTAC2V2Q | Canada | CAD | MOLD,CABLE,HORZ TEE | 276.78 | EA | 0
AT53H | Canada | CAD | ROD,GRD,5/8,CU CLAD,10 | 42.21 | EA | 0
ZZERITECHGRNDNG | Canada | CAD | ERITECH GM&A,MISC. | 99999.99 | EA | 0
LPC664 | Canada | CAD | CONNECTION,THRU ROOF,CU | 120.13 | EA | 0
HDVVF9FV8 | Canada | CAD | MOLD,CABLE TO VERT STL,VE | 659.46 | EA | 0
561140 | Canada | CAD | BLOCK,SPLICE,250 AMP,LUG, | 61.11 | EA | 0
RRH562V | Canada | CAD | MOLD,CABLE TO REBAR,HORZ | 484.97 | EA | 0
K218R | Canada | CAD | MOLD,KIT,GN STYLE,REPLACE | 514.51 | EA | 0
635837BULKLW | Canada | CAD | KIT,GRD ROD,3PC,5/8X3 FT, | 107.72 | EA | 0
534060ABB01 | Canada | CAD | FLEXIBAR,ADV,10X120X1,ABB | 748.74 | EA | 0
PTC2Q2B | Canada | CAD | MOLD,CABLE,HORZ THRU PARA | 276.78 | EA | 0
T314 | Canada | CAD | BRUSH,ASSY,CABLE,CONDUCTO | 133.86 | EA | 0
PB80PG002 | Canada | CAD | MOLD,CABLE,HORZ THRU PARA | 906.82 | EA | 0
A240E2S48001LH | Canada | CAD | CLAMP,FENCE,4/0X48 FLEX J | 548.28 | EA | 0
LPC2855F5M | Canada | CAD | ADAPTER,CU,SWIVEL,5/8IN | 87.59 | EA | 0
EHL58G1V | Canada | CAD | CONNECTOR,COMPRESSION, | 31.69 | EA | 0
508050 | Canada | CAD | BRAID,FLEXIBLE, | 1027.85 | EA | 0
EL794CBOX | Canada | CAD | PLATE,FORM SAVER,#6 | 0.43 | EA | 0
CAFSA2C | Canada | CAD | MOLD,BUS TO VERT STL,HORZ | 168.64 | EA | 0
611350GAL01 | Canada | CAD | ROD,GRD,1/2X5,CU BONDED | 18.16 | EA | 0
ZZSPCS | Canada | CAD | SURGE PROTECTION/CONSULTI | 1.78 | EA | 0
SBTBJ3420 | Canada | CAD | BOND,JUMPER,3/16 & 1 TAB | 13.05 | EA | 0
SBB2516APRWH | Canada | CAD | COVER ASSY,MOLD & FRAME,T | 57.07 | EA | 0
RBT10911B | Canada | CAD | MATERIAL,FILLER,#10 -1 | 57.56 | EA | 0
631380SG01 | Canada | CAD | GROUND ROD,COPPERBONDED, | 49.73 | EA | 0
PTC9F2GW | Canada | CAD | MOLD,CABLE,HORZ THRU PARA | 329.2 | EA | 0
534430 | Canada | CAD | IBSB ADV 120-430-10 | 68.5 | EA | 0
RBF180 | Canada | CAD | MATERIAL,FILLER,REBAR FER | 86.48 | EA | 0
ERICORE107T | Canada | CAD | DOWNCONDUCTOR,LIGHTNING, | 19307.48 | EA | 0
B540A839 | Canada | CAD | BUSBAR,ASSY,1/2X6X24,CU, | 729.52 | EA | 0
EL28A2EG | Canada | CAD | COUPLER,LENTON,A2,#9.STD | 80.3 | EA | 0
HAH2G350C | Canada | CAD | MOLD,CABLE TO HORZ STL HO | 484.97 | EA | 0
PTC1V1L | Canada | CAD | MOLD,CABLE, HORZ THRU PAR | 276.78 | EA | 0
568675 | Canada | CAD | SUPPORT FOR TWO EARTHING | 6.62 | EA | 0
CBSC8B | Canada | CAD | CU-BONDED STL COND,50M, | 349.43 | EA | 0
VFC1TV3 | Canada | CAD | MOLD,CABLE TO VERT STL,VE | 276.78 | EA | 0
EL28S4 | Canada | CAD | COUPLER,LENTON,STRAIGHT T | 60.35 | EA | 0
RBW34676B | Canada | CAD | FRAME,BODY,FOR CRUCIBLE | 43.73 | EA | 0
VSC3X | Canada | CAD | MOLD,CABLE TO VERT STL,45 | 276.78 | EA | 0
534034ARZ18 | Canada | CAD | FLEXIBAR,ADV,6X40X1MM,ARZ | 322.43 | EA | 0
TAC2Q9DW | Canada | CAD | MOLD,CABLE,HORZ TEE W/WEA | 355.41 | EA | 0
PBK015C | Canada | CAD | FRAME,3RD RAIL ASSY,2000 | 8815.33 | EA | 0
LPC206LST | Canada | CAD | POINT,CU,BLUNT,3/8IN X 30 | 71.1 | EA | 0
UTB30SPGM | Canada | CAD | PROTECTOR,SURGE,UTB REPLA | 167.77 | EA | 0
LPC810SL | Canada | CAD | HOLDER,CABLE,STAMPED,FING | 2.47 | EA | 0
683450 | Canada | CAD | ROD,GROUND,SS,3/4X5 | 258.71 | EA | 0
LPA2855F5M | Canada | CAD | ADAPTER,AL,SWIVEL,5/8IN | 53.43 | EA | 0
RRA531Y | Canada | CAD | MOLD,CABLE TO REBAR,HORZ | 168.64 | EA | 0
LKT14ES | Canada | CAD | COUPLER,LENTON,INTERLOK,# | 296.49 | EA | 0
LPC221 | Canada | CAD | POINT,CU,1/2IN X 10IN | 54.17 | EA | 0
RCE531G | Canada | CAD | MOLD,CABLE TO REBAR,VERT | 775.14 | EA | 0
TSF20A240V | Canada | CAD | FILTER, SURGE, 1PH, 240VA | 635.92 | EA | 0
613859PTBLK | Canada | CAD | ROD,GRD,3/8X5,CU BONDED | 91.98 | EA | 0
EL794DBOX | Canada | CAD | PLATE,FORM SAVER,#7 | 0.43 | EA | 0
ERICORE120U | Canada | CAD | DOWNCONDUCTOR,LIGHTNING, | 9999.99 | EA | 0
SSDP9 | Canada | CAD | MOLD,CABLE,HORZ SPLICE | 586.79 | EA | 0
B2122G16 | Canada | CAD | LUG,BOND,1/8 X 1 LUG (1) | 114 | EA | 0
GRC169W | Canada | CAD | MOLD,CABLE TO GRD ROD,VER | 276.78 | EA | 0
534029ABB26 | Canada | CAD | FLEXIBAR,ADV,10X32X1,ABB, | 283.06 | EA | 0
CAD11 | Canada | CAD | DIE,ASSY,HAMMER,4 CONC,22 | 383.32 | EA | 0
GDTTESTER | Canada | CAD | GDT TEST UNIT | 3261.22 | EA | 0
B18706X | Canada | CAD | FRAME,ASSY,3X3X7-7 1/4 | 598.77 | EA | 0
RJE591V | Canada | CAD | MOLD,CABLE TO REBAR,VERT | 775.14 | EA | 0
EGBA14424RR | Canada | CAD | BAR,GRD BUS,1/4 X 4 X 24 | 366.6 | EA | 0
VSC2VV3.50 | Canada | CAD | MOLD,CABLE TO VERT STL,45 | 276.78 | EA | 0
EL16SAEDCF | Canada | CAD | COUPLER,LENTON,#5,EPOXY, | 39.21 | EA | 0
FLXPSHL0007 | Canada | CAD | FLEXIBAR,ADV,5X20X1MM,SHL | 127.818 | EA | 0
LPC050IN0000.5 | Canada | CAD | CABLE, CU, SMOOTH WEAVE, | 19.21 | EA | 0
545893 | Canada | CAD | KIT,STOP,EJECTION,6, | 215.42 | EA | 0
RBB792B | Canada | CAD | MATERIAL,FILLER,GROUP | 43.5 | EA | 0
560800 | Canada | CAD | CAP CAPN5 | 0.66 | EA | 0
B1612Q | Canada | CAD | PLATE,GRD,4/0 CONC W/ 4 H | 76.08 | EA | 0
EL3225A2 | Canada | CAD | COUPLER,LENTON STANDARD,# | 68.55 | EA | 0
EBCFALFAL | Canada | CAD | MOLD,BUS BAR,HORZ X LAPPE | 276.78 | EA | 0
XAC3A2Q | Canada | CAD | MOLD,CABLE,HORZ X SAME PL | 276.78 | EA | 0
635800PPI01 | Canada | CAD | ROD,GRD,5/8X10,CU CLAD,10 | 65.27 | EA | 0
T329A | Canada | CAD | HANDLE,FILE, | 35.98 | EA | 0
LPA503 | Canada | CAD | SPLICE,AL,STAMPED,CABLE, | 15.42 | EA | 0
GED26 | Canada | CAD | MOLD,GRD ROD, HORZ SPLICE | 548.41 | EA | 0
563540 | Canada | CAD | BRAID,PREFAB,100X15X1.5MM | 3.82 | EA | 0
LKRGF2Q | Canada | CAD | MOLD,CABLE TO BUS/LUG,VER | 376.08 | EA | 0
534018 | Canada | CAD | FLEX ADV2MTC 4X24X1 | 164.72 | EA | 0
A809A09F | Canada | CAD | WIRE,CU,SOL,BARE,#6,FT | 5.68 | EA | 0
LPC224ST | Canada | CAD | POINT,CU,BLUNT,1/2IN X | 110.31 | EA | 0
CATAN2G1L | Canada | CAD | MOLD,CABLE,HORZ TEE | 339.33 | EA | 0
508118 | Canada | CAD | COPPER,BUSBAR, | 316.16 | EA | 0
CAGRP182G | Canada | CAD | MOLD,CABLE TO GRD ROD,VER | 304.14 | EA | 0
EL57T43TA12 | Canada | CAD | COUPLER,LENTON,A12#18-#14 | 163.43 | EA | 0
TACY5Y7 | Canada | CAD | MOLD,CABLE,HORZ TEE | 276.78 | EA | 0
534018GE15 | Canada | CAD | FLEXIBAR,ADV,4X24X1MM,GE, | 205.43 | EA | 0
HAAY3 | Canada | CAD | MOLD,CABLE TO HORZ STL,HO | 168.64 | EA | 0
ERICORE064T | Canada | CAD | DOWNCONDUCTOR,LIGHTNING, | 12187.58 | EA | 0
561520 | Canada | CAD | SUPPORT,BUSBAR,UBS 2/10 T | 304.11 | EA | 0
EL2822A2ES | Canada | CAD | COUPLER,LENTON STANDARD,# | 91.8 | EA | 0
LPA30912 | Canada | CAD | BASE,AL,POINT,1/2IN, | 35.56 | EA | 0
RBHA9735X | Canada | CAD | BASIN,POURING,#6 HORIZ. T | 713.05 | EA | 0
SVR2G001 | Canada | CAD | MOLD,CABLE,VERT SPLICE | 376.08 | EA | 0
SES320B480Y | Canada | CAD | SES, 320KA, BASIC, | 1583.32 | EA | 0
WT2TTP01 | Canada | CAD | BLADE, KIT, LPS, TTP, | 9999.99 | EA | 0
RBT1118101B | Canada | CAD | MATERIAL,FILLER,#11/#18 T | 101.2 | EA | 0
VBC3DV15 | Canada | CAD | MOLD,CABLE TO VERT STL,VE | 276.78 | EA | 0
GT1161V | Canada | CAD | ONE-SHOT,CABLE TO GRD ROD | 31.37 | EA | 0
BGKCMCM | Canada | CAD | MOLD,BUS BAR,HORZ SPLICE | 1255.97 | EA | 0
HAA2G | Canada | CAD | MOLD,CABLE TO HORZ STL,HO | 168.64 | EA | 0
LECY0CAJ | Canada | CAD | MOLD,CABLE TO BUS/LUG,HOR | 276.78 | EA | 0
534056PDI03 | Canada | CAD | FLEXIBAR,ADV,6X100X1MM | 235.05 | EA | 0
RRA541L | Canada | CAD | MOLD,CABLE TO REBAR,HORZ | 168.64 | EA | 0
HKH1V2 | Canada | CAD | MOLD,CABLE TO HORZ STL | 484.97 | EA | 0
SBB2516C | Canada | CAD | COVER,ASSY,GRAPHITE HINGE | 180.45 | EA | 0
EGBA14212EET | Canada | CAD | BAR,ASSY,GRD,BUS,1/4 X 2 | 163.8 | EA | 0
PB10SS4LC | Canada | CAD | MOLD,CABLE,HORZ SPLICE | 199.84 | EA | 0
PTC2P9F | Canada | CAD | MOLD,CABLE, HORZ THRU PAR | 276.78 | EA | 0
FLXPIR0003 | Canada | CAD | FLEXIBAR,ADV,3X20X1MM,IR, | 194.74 | EA | 0
SIM33B2316 | Canada | CAD | MAST 33MM DIAM X 2M, 316 | 440.88 | EA | 0
SBB364T2 | Canada | CAD | SPACER,SHAFT,3/4 OD X 0.6 | 207.21 | EA | 0
HGA1HLH | Canada | CAD | MOLD,CABLE TO 45DEG STL, | 168.64 | EA | 0
ERICORE015T | Canada | CAD | DOWNCONDUCTOR,LIGHTNING, | 4563.16 | EA | 0
716373 | Canada | CAD | DRILL,RAIL BOND,10 X 70MM | 95.17 | EA | 0
HDPTC2G2Q | Canada | CAD | MOLD,CABLE,HORZ THRU PARA | 276.78 | EA | 0
716564 | Canada | CAD | DRILL,RAIL,STANDARD 3/4 | 80.68 | EA | 0
CAVST1VB | Canada | CAD | MOLD,CABLE TO VERT STL,45 | 269.61 | EA | 0
LC28S2D | Canada | CAD | SLEEVE,S2 SERIES,28MM, | 160.7 | EA | 0
PVT11500R | Canada | CAD | PV TYPE 1, 1500VDC | 509.59 | EA | 0
ERICORE094T | Canada | CAD | DOWNCONDUCTOR,LIGHTNING, | 9999.99 | EA | 0
534020ABB03 | Canada | CAD | FLEXIBAR,ADV,6X24X1MM,ABB | 218.23 | EA | 0
SVC1K | Canada | CAD | MOLD,CABLE,VERT SPLICE | 276.78 | EA | 0
RBWS1467A | Canada | CAD | BASIN,POURING,#7 STANDARD | 292.1 | EA | 0
SBK355UP | Canada | CAD | KIT,RAIL,BOOTLEG,4 WIRE | 669.05 | EA | 0
RBC1076B | Canada | CAD | MATERIAL,FILLER,#10 C-SER | 42.11 | EA | 0
GRC183A | Canada | CAD | MOLD,CABLE TO GRD ROD,VER | 276.78 | EA | 0
549515 | Canada | CAD | SUPPORT,ALUMINUM | 35.87 | EA | 0
TDX100S277/480 | Canada | CAD | PROTECTOR,SURGE,TDX100S,3 | 1995.98 | EA | 0
RDM52Y6 | Canada | CAD | MOLD,CABLE TO REBAR,HORZ | 844.84 | EA | 0
ZZMIN_FEE | Canada | CAD | ORDER MINIMUM HANDLING FE | 25 | EA | 0
SBNT1181G | Canada | CAD | ONE-SHOT,CABLE TO GRD ROD | 19.02 | EA | 0
PQM200277/480 | Canada | CAD | 200KA 277/480 MODULAR SUR | 3290.52 | EA | 0
RRA521V | Canada | CAD | MOLD,CABLE TO REBAR,HORZ | 168.64 | EA | 0
EL12D6X5M | Canada | CAD | LENTON TERMINATOR,W/MALE, | 60.08 | EA | 0
LPC664A | Canada | CAD | CONNECTION,THRU,ROOF,ALU | 111.14 | EA | 0
PTC2Q9E | Canada | CAD | MOLD,CABLE,HORZ THRU PARA | 276.78 | EA | 0
RBT1091B | Canada | CAD | MATERIAL,FILLER,#10 VERTI | 53.3 | EA | 0
ERICORE450U | Canada | CAD | DOWNCONDUCTOR,LIGHTNING, | 9999.99 | EA | 0
LPS225ST | Canada | CAD | POINT,SS,BLUNT,1/2 X 24IN | 68.15 | EA | 0
534523 | Canada | CAD | IBS ADV 185-630-10 | 197.85 | EA | 0
A928K006 | Canada | CAD | NUT,HEX,5/16-18,STL,ZINC | 0.04 | EA | 0
534010HDQ03 | Canada | CAD | FLEXIBAR,ADV,2X20X1MM,HDQ | 59.4 | EA | 0
A809A07F100 | Canada | CAD | WIRE,CU,SOL,BARE,#2,SOFT | 807.31 | EA | 0
B295X51Z61 | Canada | CAD | LABEL,ADHESIVE,TYPE 2 | 121.9 | EA | 0
GTC16Y7 | Canada | CAD | MOLD,CABLE TO GRD ROD,VER | 276.78 | EA | 0
FC079 | Canada | CAD | CLAMP,FENCE,3 IPS,#4 SOL | 81.72 | EA | 0
PB71DS3SJK | Canada | CAD | MOLD,CABLE TO UC LUG,HORZ | 671.18 | EA | 0
XBM2Q2L | Canada | CAD | MOLD,CABLE,HORZ X LAPPED | 844.84 | EA | 0
E1802ZL02 | Canada | CAD | INDUCTOR,CADWELD,PLUS | 7.94 | EA | 0
RJE551V | Canada | CAD | MOLD,CABLE TO REBAR,VERT | 775.14 | EA | 0
NCR181K | Canada | CAD | MOLD,CABLE TO GRD ROD,HOR | 376.08 | EA | 0
47857150AEP | Canada | CAD | ROD,GRD,1/2,CU PLATED,13 | 180.19 | EA | 0
ACC4000E1X | Canada | CAD | BAFFLE,ASSY,6 IN,REF ETN | 1349.7 | EA | 0
HAA1Q | Canada | CAD | MOLD,CABLE TO HORZ STL,HO | 168.64 | EA | 0
EGBA14296NN | Canada | CAD | BAR ASSY,GRD BUS,1/4X2X96 | 920.4 | EA | 0
B540A14622A | Canada | CAD | COVER,BUSBAR,1/4X6X22,CLR | 88.17 | EA | 0
534023 | Canada | CAD | FLEX ADV2MTC 2X32X1 | 131.94 | EA | 0
XLPB13STS7LH | Canada | CAD | MOLD,CABLE TO RAIL,HORZ T | 929.6 | EA | 0
TDX200M277/480 | Canada | CAD | PROTECTOR,SURGE,TDX200M,3 | 2919.07 | EA | 0
NCR222G | Canada | CAD | MOLD,CABLE TO GRD ROD,HOR | 376.08 | EA | 0
534016 | Canada | CAD | FLEX ADV2MTC 2X24X1 | 111.41 | EA | 0
615860EERSA | Canada | CAD | ROD,GRD,5/8X6,CU CLAD, | 41.69 | EA | 0
PBW2S | Canada | CAD | MOLD,RAIL,CABLE HORZ TO W | 218.31 | EA | 0
EL32S13 | Canada | CAD | COUPLER,LENTON,STRIGHT, | 84.74 | EA | 0
RCE521H | Canada | CAD | MOLD,CABLE TO REBAR,VERT | 775.14 | EA | 0
VNC9DLH1.50 | Canada | CAD | MOLD,CABLE TO VERT STL,HO | 276.78 | EA | 0
TSCST | Canada | CAD | TOOL,SET,CADWELD | 152.11 | EA | 0
LPC626A58 | Canada | CAD | ADAPTER,CU,THRU-ROOF, | 122.08 | EA | 0
XACY5Y3 | Canada | CAD | MOLD,CABLE,HORZ X SAME PL | 276.78 | EA | 0
GTC182GW | Canada | CAD | MOLD,CABLE TO GRD ROD,VER | 355.41 | EA | 0
ISOADINTCPT | Canada | CAD | ADAPTER,INTERCEPTOR,DOWNC | 140.95 | EA | 0
GTP181H | Canada | CAD | MOLD,CABLE TO GRD ROD,VER | 304.14 | EA | 0
553110 | Canada | CAD | CLAMP,BUSBAR,HCBC 100, | 134.9 | EA | 0
LPC66524NC | Canada | CAD | CONNECTION,THRU,ROOF,W/PV | 203.06 | EA | 0
LPC33958 | Canada | CAD | BASE,CU,CAST, CONE, | 55.59 | EA | 0
GMR181L | Canada | CAD | MOLD,CABLE TO GRD ROD,VER | 376.08 | EA | 0
EGBA14448AA | Canada | CAD | BAR,GRD BUS,1/4 X 4 X 48 | 721.5 | EA | 0
PTC9L2P | Canada | CAD | MOLD,CABLE,HORZ THRU PARA | 276.78 | EA | 0
TAC3D1T | Canada | CAD | MOLD,CABLE,HORZ TEE | 276.78 | EA | 0
A927F199 | Canada | CAD | BOLT,HEX HEAD,1/2-13 X 1 | 4.69 | EA | 0
NDF222Q | Canada | CAD | MOLD,CABLE TO GRD ROD,HOR | 659.46 | EA | 0
XLHAA1L | Canada | CAD | MOLD,CABLE TO HORZ STL,HO | 171.96 | EA | 0
PBWY7 | Canada | CAD | MOLD,PAIR,CABLE HORZ TO R | 339.17 | EA | 0
IJS10003 | Canada | CAD | TOOL,CUTTING,SLOTTER,INSU | 177.52 | EA | 0
CAHBA1K10 | Canada | CAD | MOLD,CABLE TO HORZ CAST I | 163.54 | EA | 0
534039ABB06 | Canada | CAD | FLEXIBAR,ADV,5X50X1,ABB | 134.68 | EA | 0
VSC1LV5C | Canada | CAD | MOLD,CABLE TO VERT STL,45 | 276.78 | EA | 0
VLC3ARH | Canada | CAD | MOLD,CABLE TO VERT STL, | 276.78 | EA | 0
TAC2Q4Y | Canada | CAD | MOLD,CABLE,HORZ TEE | 276.78 | EA | 0
FLXPABB0054 | Canada | CAD | FLEXIBAR,ADV,6X100X1,ABB | 649.868 | EA | 0
EL43T43A2 | Canada | CAD | COUPLER,LENTON TRANSITION | 96.25 | EA | 0
WTBLC10 | Canada | CAD | WIND TURBINE BLADE | 38.39 | EA | 0
GRT331H | Canada | CAD | MOLD,CABLE TO GRD ROD,VER | 269.61 | EA | 0
LPC204LST | Canada | CAD | POINT,CU,3/8IN X 18IN | 154.82 | EA | 0
ELFB25X020 | Canada | CAD | LENTON FORM SAVER BOLT, | 21.11 | EA | 0
LAC3QEG | Canada | CAD | MOLD,CABLE TO BUS/LUG,HOR | 276.78 | EA | 0
GYJ223Q | Canada | CAD | MOLD,CABLE TO GRD ROD,VER | 1147.17 | EA | 0
ML521 | Canada | CAD | GROMMET,RUBBER,#9600K36 | 0.68 | EA | 0
685800 | Canada | CAD | ROD,GROUND,SS,5/8X10 | 314.68 | EA | 0
LPC122500 | Canada | CAD | CABLE,CU,SMOOTH WEAVE,32 | 7.05 | FT | 0
LAC2A001 | Canada | CAD | MOLD,CABLE TO BUS/LUG,HOR | 276.78 | EA | 0
ISOTMNC | Canada | CAD | SPLICE,BUTT,DOWNCONDUCTOR | 133.94 | EA | 0
559060 | Canada | CAD | TOOL,KNIFE,STRIPPING,SPAR | 58.45 | EA | 0
GTC181VW | Canada | CAD | MOLD,CABLE TO GRD ROD,VER | 355.41 | EA | 0
LPC422 | Canada | CAD | POINT,CU,BARE,INDUSTRIAL | 183.42 | EA | 0
SES320FP | Canada | CAD | SES320, FLUSH PLATE | 160.43 | EA | 0
TAC9B1V | Canada | CAD | MOLD,CABLE,HORZ TEE | 276.78 | EA | 0
613859PT | Canada | CAD | ROD,GRD,3/8X5,CU BONDED | 54.78 | EA | 0
SBK060SP | Canada | CAD | BOOTLEG RISER KIT | 92.21 | EA | 0
GT1181LPLUS | Canada | CAD | ONE-SHOT,CABLE TO GRD ROD | 32.72 | EA | 0
508057 | Canada | CAD | BRAID,FLEXIBLE, | 3390.08 | EA | 0
CASST007 | Canada | CAD | MOLD,CABLE,HORZ SPLICE | 269.61 | EA | 0
SBB2721JS1200 | Canada | CAD | SHUNT,HARD,RAIL HEAD-HEAD | 503.53 | EA | 0
FMCDMV01 | Canada | CAD | CLAMP,HANDLE,CADWELD MULT | 733.17 | EA | 0
B295X51Z59 | Canada | CAD | LABEL,ADHESIVE,TYPE 2 | 111.84 | EA | 0
LPP93112 | Canada | CAD | BALL,PLASTIC,ORNAMENT,RED | 45.24 | EA | 0
VBC9W | Canada | CAD | MOLD,CABLE TO VERT STL,VE | 276.78 | EA | 0
GRC18SF | Canada | CAD | MOLD,CABLE TO GRD ROD,VER | 276.78 | EA | 0
TAC2Q2QLW | Canada | CAD | MOLD,CABLE,HORIZ TEE | 355.41 | EA | 0
GTC162K | Canada | CAD | MOLD,CABLE TO GRD ROD,VER | 276.78 | EA | 0
LPC669 | Canada | CAD | STRAP,CU,CABLE STAND-OFF | 91.52 | EA | 0
TAC3Q2V | Canada | CAD | MOLD,CABLE,HORZ TEE | 276.78 | EA | 0
LK10 | Canada | CAD | COUPLER,LENTON,INTERLOK,# | 115.2 | EA | 0
VNC2PLH | Canada | CAD | MOLD,CABLE TO VERT STL,HO | 276.78 | EA | 0
615855 | Canada | CAD | ROD,GRD,5/8X5,CU BONDED | 30.38 | EA | 0
GRC313A | Canada | CAD | MOLD,CABLE TO GRD ROD,VER | 276.78 | EA | 0
EL25P9Q | Canada | CAD | COUPLER,LENTON,POSITION, | 135.33 | EA | 0
553020 | Canada | CAD | CONNECTOR,FLEXIBAR,50MM X | 16.37 | EA | 0
VSCY4V5C | Canada | CAD | MOLD,CABLE TO VERT STL,45 | 276.78 | EA | 0
LPA27812 | Canada | CAD | BALL,AL,SAFETY,1/2IN | 31.06 | EA | 0
VSC2QV6 | Canada | CAD | MOLD,CABLE TO VERT STL,45 | 276.78 | EA | 0
HDGBC14S | Canada | CAD | MOLD,GRD ROD,TO ROD/RECEP | 276.78 | EA | 0
LPC248LST | Canada | CAD | POINT,CU,BLUNT,5/8IN X 48 | 271.19 | EA | 0
534008RW05 | Canada | CAD | FLEXIBLE,ADV,6X15.5X0.8RW | 52.04 | EA | 0
569170 | Canada | CAD | TERMINAL,CONNECTION,FLEXI | 11.62 | EA | 0
GTC332S | Canada | CAD | MOLD,CABLE TO GRD ROD, T | 276.78 | EA | 0
PB13STY6LH | Canada | CAD | MOLD,CABLE TO RAIL,HORZ | 271.52 | EA | 0
TFC2L | Canada | CAD | CLAMP,FLANGE,TINNED,2 LUG | 122.99 | EA | 0
NCR162C | Canada | CAD | MOLD,CABLE TO GRD ROD,HOR | 376.08 | EA | 0
PCC3D2Q | Canada | CAD | MOLD,CABLE,HORZ TAP PARAL | 276.78 | EA | 0
ZZIEPL | Canada | CAD | LABOR CHARGE MISC | 139749.99 | EA | 0
EL3222A2 | Canada | CAD | COUPLER,LENTON STANDARD,# | 71.48 | EA | 0
PB20LEC120PAL | Canada | CAD | MOLD,CABLE TO BUS/LUG,HOR | 199.84 | EA | 0
XLXBQ2Q2QWS | Canada | CAD | MOLD,CABLE,HORZ X LAPPED, | 1327.5 | EA | 0
549610 | Canada | CAD | BUSBAR,CU,PCB 50X5MM,2M | 471.2 | EA | 0
TAD3D3DHQ | Canada | CAD | MOLD,CABLE,HORZ TEE | 586.79 | EA | 0
508025 | Canada | CAD | BRAID,FLEXIBLE, | 1118.3 | EA | 0
EGBA14216EE | Canada | CAD | BAR,GRD BUS,1/4 X 2 X 16 | 169 | EA | 0
HAA1G | Canada | CAD | MOLD/FRAME,CABLE TO HORZ | 168.64 | EA | 0
FLXPLAM0022 | Canada | CAD | FLEXIBAR,ADV,8X32X1MM | 506.47 | EA | 0
EGBF14418LL | Canada | CAD | BUSBAR,GRD,CU,1/4X4X18,LL | 366.6 | EA | 0
PBK270NY | Canada | CAD | KIT,RAIL,CONNECTION,NYCT | 93.55 | EA | 0
548540 | Canada | CAD | INSULATOR,BUSBAR,ISO TP | 5.46 | EA | 0
SCB6001A | Canada | CAD | WELD METAL,CADWELD RAIL S | 72.58 | EA | 0
534056ABB03 | Canada | CAD | FLEXIBAR, ADV, 6X100X1MM | 540.24 | EA | 0
SBPAJ524 | Canada | CAD | BOND,PLUG,S1 24 LONG | 30.67 | EA | 0
CBSC10 | Canada | CAD | CU-BONDED STL COND,100M, | 896.53 | EA | 0
RBW65511A | Canada | CAD | SLEEVE,CADWELD,LOW SLIP # | 125.31 | EA | 0
NT1161V | Canada | CAD | ONE-SHOT,CABLE TO GRD ROD | 35.7 | EA | 0
VNC2GRH1.25 | Canada | CAD | MOLD,CABLE TO VERT STL,HO | 276.78 | EA | 0
LPS639 | Canada | CAD | WASHER,SS,FLASHING | 21.81 | EA | 0
PB10SS4L | Canada | CAD | MOLD,CABLE,HORZ SPLICE | 199.84 | EA | 0
HSC1T | Canada | CAD | MOLD,CABLE TO HORZ STL,HO | 276.78 | EA | 0
EL22D16 | Canada | CAD | COUPLER,LENTON,TERMINATOR | 15.38 | EA | 0
HDXBV3A2QW | Canada | CAD | MOLD,CABLE,HORZ X LAPPED | 1320.41 | EA | 0
CAHBA1L20 | Canada | CAD | MOLD,CABLE TO HORZ CAST I | 168.64 | EA | 0
XLHSC2Q | Canada | CAD | MOLD,CABLE TO HORZ STL,HR | 328.55 | EA | 0
RRA561T | Canada | CAD | MOLD,CABLE TO REBAR,HORZ | 168.64 | EA | 0
B1331L | Canada | CAD | SLEEVE,CU,.170 ID X .232 | 1.17 | EA | 0
PB10VN1HRH | Canada | CAD | MOLD,CABLE TO VERT STL,HO | 271.52 | EA | 0
EGBA14208EE | Canada | CAD | BAR,GRD BUS,1/4 X 2 X 8 | 96.2 | EA | 0
534032PMR02 | Canada | CAD | FLEXIBAR,ADV,4X40X1,PMR | 130.64 | EA | 0
LC25B12D | Canada | CAD | SLEEVE,B12 SERIES,25MM, | 172.1 | EA | 0
534048ABB02 | Canada | CAD | FLEXIBAR, ADV, 10X63X1MM | 667.75 | EA | 0
EGBA14424CIGBE | Canada | CAD | BAR ASSY,GRD BUS,1/4X4X24 | 366.6 | EA | 0
PBB595F3SC144 | Canada | CAD | BOND,IMPD,CENTER LEAD STU | 1396.79 | EA | 0
534406 | Canada | CAD | IBSB ADV 25-1030-6 | 39.43 | EA | 0
PQC320240VD | Canada | CAD | SES320B240D | 6567.9 | EA | 0
LPA252 | Canada | CAD | POINT,AL,TUBULAR,5/8X12IN | 79.52 | EA | 0
534415 | Canada | CAD | IBSB ADV 70-330-8-10 | 33.71 | EA | 0
FLXPLAM0046 | Canada | CAD | FLEXIBAR,ADV,8X32X1MM | 385.48 | EA | 0
VVC1GV3C | Canada | CAD | MOLD,CABLE TO VERT STL,VE | 276.78 | EA | 0
HSC3QRE24W | Canada | CAD | MOLD,CABLE TO HORZ STL,HO | 302.99 | EA | 0
FLXPLAM0096 | Canada | CAD | FLEXIBAR,ADV,2X15.5X0.8MM | 360.1 | EA | 0
HDSSC3Q | Canada | CAD | MOLD,CABLE,HORZ SPLICE | 276.78 | EA | 0
PBC12W48 | Canada | CAD | BOND,KIT,RAIL C,250KCM RL | 81.84 | EA | 0
556790 | Canada | CAD | BRAID,PREFAB,200X23X2.1MM | 10.37 | EA | 0
534010HDQ14 | Canada | CAD | FLEXIBAR,ADV,2X20X1MM,HDQ | 50.79 | EA | 0
RJE592C | Canada | CAD | MOLD,CABLE TO REBAR,VERT | 775.14 | EA | 0
MBA47A | Canada | CAD | MOLD,BLANK,R PRICE 250300 | 397.85 | EA | 0
TMGBF12L15PT | Canada | CAD | BUSBAR,CU,1/4X4X12IN,TMGB | 288.6 | EA | 0
T321 | Canada | CAD | RASP ASSY,CURVED | 431.98 | EA | 0
XLTWR107A5 | Canada | CAD | MOLD,BUS BAR,HORZ BUTTON | 446.04 | EA | 0
SPDS100277/480 | Canada | CAD | PQI, TDX100S277/480 | 4798.64 | EA | 0
CR58U | Canada | CAD | COUPLER,GRD ROD,BRZ,W/THD | 22.66 | EA | 0
LPS225 | Canada | CAD | POINT,SS,1/2IN X 24IN | 47.75 | EA | 0
P108F20ETN | Canada | CAD | WELD METAL, CADWELD, F20 | 125.88 | EA | 0
EL40M36F152 | Canada | CAD | COUPLER,LENTON,ADAPTE | 91.05 | EA | 0
TAC9D9J | Canada | CAD | MOLD,CABLE,HORZ TEE | 276.78 | EA | 0
534026SE12 | Canada | CAD | FLEXIBAR,ADV,5X32X1MM,SE, | 436.18 | EA | 0
PB13ST2Q175CRRH | Canada | CAD | MOLD,CABLE TO RAIL,HORZ T | 271.52 | EA | 0
PB50SSP9Y0 | Canada | CAD | MOLD,CABLE,HORZ SPLICE | 423.66 | EA | 0
NT1181G | Canada | CAD | ONE-SHOT,CABLE TO GRD ROD | 35.7 | EA | 0
EL57TCIPPBG50 | Canada | CAD | PROTECTOR,THREAD,A12 THD, | 1.91 | EA | 0
EGBA38448CC | Canada | CAD | BAR,ASSY,GRD BUS 3/8 X 4 | 783.9 | EA | 0
VBC1HV3C | Canada | CAD | MOLD,CABLE TO VERT STL,VE | 276.78 | EA | 0
LAC2VDE | Canada | CAD | MOLD,CABLE TO BUS/LUG,HOR | 276.78 | EA | 0
LPC532L | Canada | CAD | PLATE,CU,CAST,BONDING | 77.57 | EA | 0
FLXPRW0011 | Canada | CAD | FLEXIBAR,ADV,6X32X1MM,RW, | 446.06 | EA | 0
EL25P9N | Canada | CAD | COUPLER,LENTON,SOURCED,P9 | 75.86 | EA | 0
PTC9F2G | Canada | CAD | MOLD,CABLE, HORZ THRU PAR | 276.78 | EA | 0
TLR2C2C | Canada | CAD | MOLD,CABLE,VERT TEE VERT | 376.08 | EA | 0
534034GE26 | Canada | CAD | FLEXIBAR,ADV,6X40X1MM,GE, | 342.11 | EA | 0
127160010 | Canada | CAD | SHIELD,INSULATION,360 COL | 406.36 | EA | 0
EL32AC12SP01 | Canada | CAD | COUPLER,LENTON,SPECIAL, | 54.46 | EA | 0
XBQ2G9E | Canada | CAD | MOLD,CABLE,HORZ X LAPPED | 528.45 | EA | 0
4H24770L1P20X5 | Canada | CAD | CLIP,FLANGE,WITH JACK CH | 6.91 | EA | 0
NT1181V | Canada | CAD | ONE-SHOT,CABLE TO GRD ROD | 37 | EA | 0
XBM2V2V | Canada | CAD | MOLD,CABLE,HORZ X LAPPED | 844.84 | EA | 0
A927F203 | Canada | CAD | BOLT,HEX HEAD,1/2-13 X 2 | 4.43 | EA | 0
LPA678 | Canada | CAD | STRAP,CABLE,PIPE,HOLDER | 78.51 | EA | 0
EL16A12 | Canada | CAD | COUPLER,LENTON,A12,#5 | 21.44 | EA | 0
534029SI04 | Canada | CAD | FLEXIBAR,ADV,10X32X1MM,SI | 242.84 | EA | 0
A805A20F | Canada | CAD | CABLE,COMPOSITE,CONDUCTOR | 14.68 | EA | 0
EL32S5A | Canada | CAD | COUPLER,LENTON,STRAIGHT, | 68.84 | EA | 0
A929A104 | Canada | CAD | WASHER,FLAT,3/4 BRONZE | 7.07 | EA | 0
RRA551L | Canada | CAD | MOLD,CABLE TO REBAR,HORZ | 168.64 | EA | 0
534018ABB03 | Canada | CAD | FLEXIBAR,ADV,4X24X1MM,ABB | 74.71 | EA | 0
HGA1HRH | Canada | CAD | MOLD,CABLE TO 45DEG STL, | 168.64 | EA | 0
EL2016A2Q | Canada | CAD | COUPLER,LENTON STANDARD, | 43.36 | EA | 0
PBR8C8C | Canada | CAD | MOLD,CABLE,VERT PARALLEL | 376.08 | EA | 0
DFFHEMLH | Canada | CAD | MOLD,BUS TO VERT STL,HORZ | 659.46 | EA | 0
RBM2960 | Canada | CAD | CLAMP,BOTTOM,SUPPORT | 467.25 | EA | 0
LSC2PDE | Canada | CAD | MOLD,CABLE TO BUS/LUG,HOR | 276.78 | EA | 0
KITCDMV058 | Canada | CAD | CADWELD MULTI KIT FOR | 1703.31 | EA | 0
534042RW06 | Canada | CAD | FLEXIBAR,ADV,10X50X1MM,RW | 429.25 | EA | 0
508194 | Canada | CAD | CLAMP, | 152.04 | EA | 0
CC5A05CB | Canada | CAD | CABLE,COMP,THFT DET CU | 1502.81 | EA | 0
VFC1VV3C | Canada | CAD | MOLD,CABLE TO VERT STL,VE | 276.78 | EA | 0
534018GE07 | Canada | CAD | FLEXIBAR,ADV,4X24X1MM,GE, | 158.99 | EA | 0
PB10LAS6EE | Canada | CAD | MOLD,CABLE TO BUS/LUG,HOR | 199.84 | EA | 0
RJC532G | Canada | CAD | MOLD,CABLE TO REBAR,VERT | 276.78 | EA | 0
RRC80Y4 | Canada | CAD | MOLD,CABLE TO REBAR,HORZ | 276.78 | EA | 0
B2131L42 | Canada | CAD | BOND,JUMPER LUG,1/8 X 1W/ | 103.92 | EA | 0
LJCCALY3 | Canada | CAD | MOLD,CABLE TO BUS/LUG,HOR | 276.78 | EA | 0
GFCP120Y6 | Canada | CAD | MOLD,CABLE TO GRD ROD,HOR | 276.78 | EA | 0
ECRH102G4U | Canada | CAD | GROUND ROD,ASSY,KIT,10FT, | 2089.65 | EA | 0
615855GAL01 | Canada | CAD | ROD,GRD,5/8X5,CU BONDED | 17.54 | EA | 0
LPC278L58 | Canada | CAD | BALL,CU,SAFETY,5/8IN,TINN | 94.3 | EA | 0
B540C874T | Canada | CAD | BUSBAR,GRD,CU,3/8X4X8IN, | 74.15 | EA | 0
XBV3A3AW | Canada | CAD | MOLD,CABLE,HORZ X LAPPED | 1320.41 | EA | 0
EGBA14436CCT | Canada | CAD | BAR,ASSY,GRD 1/4 X4 X 36 | 631.8 | EA | 0
613480PLH01 | Canada | CAD | ROD,GRD,3/4,X 8 FT X MILL | 73.31 | EA | 0
MS/INST | Canada | CAD | QUICK SALE | 0.77 | EA | 0
LPC508LW | Canada | CAD | TINNED CLIP ASSY,W/BARBS | 21.33 | EA | 0
EGBA14416AA | Canada | CAD | BAR,ASSY,GRD BUS,1/4 X 4 | 252.2 | EA | 0
GTC221Y | Canada | CAD | MOLD,CABLE TO GRD ROD,VER | 276.78 | EA | 0
GTC162L | Canada | CAD | MOLD,CABLE TO GRD ROD,VER | 276.78 | EA | 0
CAHEA1V6 | Canada | CAD | MOLD,CABLE,TO HORZ CAST I | 168.64 | EA | 0
LPA103IN0052.5 | Canada | CAD | CABLE,AL,SMOOTH WEAVE, | 841.83 | EA | 0
568800 | Canada | CAD | BLOCK,JUNCTION,PEN-D75MM2 | 139.39 | EA | 0
EST4620 | Canada | CAD | TESTER,GROUND, RESISTANCE | 4921.33 | EA | 0
XAC2L1V | Canada | CAD | MOLD,CABLE,HORZ X SAME | 276.78 | EA | 0
EGBA38430AA | Canada | CAD | BAR,GRD BUS,3/8 X 4 X 30 | 491.4 | EA | 0
RBWS2222M | Canada | CAD | BASIN,POURING,#18,15 DEGR | 643.83 | EA | 0
534016VSE02 | Canada | CAD | FLEXIBAR,ADV,2X24X1MM,DS, | 272.48 | EA | 0
SSC2G2C | Canada | CAD | MOLD,CABLE,HORZ SPLICE | 276.78 | EA | 0
XLLSK2QGHS | Canada | CAD | MOLD,CABLE TO BUS/LUG,HOR | 1978.83 | EA | 0
A130H1 | Canada | CAD | TUBING,HEAT SHRINK,#8 TO | 4.04 | EA | 0
RBT1011101 | Canada | CAD | SPLICE,KIT,#10/#11 CADWEL | 292.39 | EA | 0
553152 | Canada | CAD | BAR,CONNECTION,ALUMINIUM, | 5.53 | EA | 0
CAT393 | Canada | CAD | TOOL,ACCESSORY,SAFETY GLA | 284.25 | EA | 0
CAHAA1T | Canada | CAD | MOLD,CABLE TO HORZ STL,HO | 168.64 | EA | 0
VFR2QV3C | Canada | CAD | MOLD,CABLE TO VERT STL,VE | 376.08 | EA | 0
285043 | Canada | CAD | KIT,FLEXIBAR,ADV,WESCO/IR | 108.54 | EA | 0
CAHEA1G16 | Canada | CAD | MOLD,CABLE,TO HORZ CAST I | 161.77 | EA | 0
LAC2QGH | Canada | CAD | MOLD,CABLE TO BUS/LUG,HOR | 276.78 | EA | 0
B399S | Canada | CAD | FRAME,SUBASSY,2 IN MINI E | 19.8 | EA | 0
RJC53Y5 | Canada | CAD | MOLD,CABLE TO REBAR,VERT | 276.78 | EA | 0
TDC2C2C | Canada | CAD | MOLD,CABLE,HORZ TEE MULT | 276.78 | EA | 0
TAC3Q9D | Canada | CAD | MOLD,CABLE,HORZ TEE | 276.78 | EA | 0
LPC126RCTO | Canada | CAD | CABLE,CU,ROPELAY,28 ST | 8.76 | EA | 0
ERICORE500U | Canada | CAD | DOWNCONDUCTOR,LIGHTNING, | 82789.38 | EA | 0
VSC2QV5C | Canada | CAD | MOLD,CABLE TO VERT STL,45 | 276.78 | EA | 0
VSC9C | Canada | CAD | MOLD,CABLE TO VERT STL,45 | 276.78 | EA | 0
TAC9H3Q | Canada | CAD | MOLD,CABLE,HORZ TEE | 276.78 | EA | 0
PTC3Q3AW | Canada | CAD | MOLD,CABLE, HORZ THRU PAR | 329.2 | EA | 0
GRC183Q | Canada | CAD | MOLD,CABLE TO GRD ROD,VER | 276.78 | EA | 0
PTC2GS7 | Canada | CAD | MOLD,CABLE, HORZ THRU PAR | 276.78 | EA | 0
PLUSCU1 | Canada | CAD | IGNITOR,CONTROL UNIT | 371.53 | EA | 0
534033PMR05 | Canada | CAD | FLEXIBAR,ADV,5X40X1, PMR | 144.16 | EA | 0
613400PLH01 | Canada | CAD | ROD,GRD,3/4X10,CU BONDED | 63.26 | EA | 0
EGBA18112EE | Canada | CAD | BAR,GRD BUS,1/8 X 1 X 12 | 112.76 | EA | 0
PBC12W13CWP | Canada | CAD | BOND,KIT,RAIL C,250KCM | 58.92 | EA | 0
XAC3D2C | Canada | CAD | MOLD,CABLE,HORZ X SAME PL | 276.78 | EA | 0
LJCFALY1 | Canada | CAD | MOLD,CABLE TO BUS/LUG,HOR | 276.78 | EA | 0
ERICORE179U | Canada | CAD | DOWNCONDUCTOR,LIGHTNING, | 9999.99 | EA | 0
TSCSR | Canada | CAD | TOOL,SET,CADWELD,SR | 113.71 | EA | 0
PQDS3000S277 | Canada | CAD | PQDS-3-1P-277V, | 1141.32 | EA | 0
SBS8CINSUL | Canada | CAD | BOND STRAND,INSUL,S8 3/16 | 3.2 | EA | 0
CC58SS | Canada | CAD | COUPLER,THREADLESS,SS 304 | 47.27 | EA | 0
EL22S4SS | Canada | CAD | COUPLER,LENTON,STRAIGHT T | 192.64 | EA | 0
534041KOM16 | Canada | CAD | FLEXIBAR,ADV,8X50X1MM,KOM | 284.99 | EA | 0
CC5A20CBF40 | Canada | CAD | CABLE,COMP,THFT DET,CU | 915.07 | EA | 0
EGBC14428CC | Canada | CAD | BAR,GRD BUS,1/4 X 4 X 28 | 400.4 | EA | 0
PBK1509 | Canada | CAD | KIT,BOND,SIGNAL,500KCM,4 | 2272.74 | EA | 0
EGBC14412NNT | Canada | CAD | BUSBAR,GRD,CU,1/4X4X12,NN | 202.8 | EA | 0
A809A07F250 | Canada | CAD | WIRE,CU,SOL,BARE,#2,SOFT | 1550.97 | EA | 0
HDHSD3Q | Canada | CAD | MOLD,CABLE TO HORZ STL, | 586.79 | EA | 0
MBA14CCL | Canada | CAD | MOLD,BLANK,3 X 2 1/2 X 5 | 224.58 | EA | 0
HDTAD3Q2VW | Canada | CAD | MOLD,CABLE,HORZ TEE | 348.23 | EA | 0
556030 | Canada | CAD | POLY,SLEEVE,SPIRFLEX,25M, | 3.77 | MR | 0
GDR182G | Canada | CAD | MOLD,CABLE TO GRD ROD,VER | 376.08 | EA | 0
RTBN50M | Canada | CAD | RAIL TRANSIENT BARRIER, | 101.49 | EA | 0
PTC9L9D | Canada | CAD | MOLD,CABLE, HORZ THRU PAR | 276.78 | EA | 0
LPC551L12 | Canada | CAD | LUG,CU,CAST,BONDING,1/2IN | 69.94 | EA | 0
TAC1K1K | Canada | CAD | MOLD,CABLE,HORZ TEE | 276.78 | EA | 0
ECRV102G6U | Canada | CAD | GROUND ROD,ASSY,KIT,10 FT | 1952.65 | EA | 0
561177 | Canada | CAD | BLOCK,POWER,SBF4C1600AL | 251.67 | EA | 0
534112LAM03 | Canada | CAD | FLEXIBAR,ADV,4X20X1MM,3M, | 409.92 | EA | 0
RPSCW10STPW | Canada | CAD | WALKWAY,10 STEP,36IN | 15271.67 | EA | 0
534018ABB17 | Canada | CAD | FLEXIBAR,ADV,4X24X1MM,ABB | 22.97 | EA | 0
XBZY9Y9 | Canada | CAD | MOLD,CABLE,HORZ X LAPPED | 793.75 | EA | 0
SIMBASE2840316 | Canada | CAD | SI MAST SQUARE BASE, 316 | 465.48 | EA | 0
BAKGN | Canada | CAD | MOLD,FRAME,ASSY,DETAIL | 1255.97 | EA | 0
A929G003 | Canada | CAD | WASHER,SEALING,5/16 LEAD | 3.22 | EA | 0
B101GG002 | Canada | CAD | LUG,CU,3/8 X 1 1/2 W/ONE | 57.77 | EA | 0
PBW2CLH | Canada | CAD | MOLD,RAIL,CABLE HORZ TO W | 82.85 | EA | 0
SSC1V1L | Canada | CAD | MOLD,CABLE,HORZ SPLICE | 276.78 | EA | 0
RBT1891H | Canada | CAD | SPLICE,KIT,#18 CADWELD T- | 486.36 | EA | 0
FJ2G16 | Canada | CAD | JUMPER,SWAGED,2/0 CONC 16 | 52.56 | EA | 0
HDLAC2QEG | Canada | CAD | MOLD,CABLE TO BUS/LUG,HOR | 276.78 | EA | 0
534058TMS01 | Canada | CAD | FLEXIBAR,ADV,10X100X1,TMS | 1057.72 | EA | 0
PCC2G1E | Canada | CAD | MOLD,CABLE, HORZ TAP PARA | 276.78 | EA | 0
A927D020 | Canada | CAD | SCREW,FLAT HEAD,#10-16 X | 0.23 | EA | 0
MS/CABL | Canada | CAD | QUICK SALE | 0.62 | EA | 0
SCB8002A | Canada | CAD | WELD METAL,CADWELD RAIL S | 75.6 | EA | 0
LPC122L250 | Canada | CAD | CABLE,CU,SMOOTH WEAVE,32 | 8.67 | FT | 0
SBGT1182G | Canada | CAD | ONE-SHOT, CABLE TO GRD RO | 24.79 | EA | 0
HDPTC3Q2Q | Canada | CAD | MOLD,CABLE, HORZ THRU PAR | 276.78 | EA | 0
CS812R10 | Canada | CAD | SUPPORT,CONDUIT,1/2,3/4 | 11.31 | EA | 0
556660 | Canada | CAD | BRAID,PREFAB,300MM,120A | 7.29 | EA | 0
CDMV0016B | Canada | CAD | MOLD,GRAPHITE,MULTI,VERT | 96.89 | EA | 0
549200 | Canada | CAD | THREADED BAR 1M TCB 18X4 | 120.12 | EA | 0
TAC2F2P | Canada | CAD | MOLD,CABLE,HORZ TEE | 276.78 | EA | 0
XLTAK4P001 | Canada | CAD | MOLD,CABLE,HORZ TEE RIGHT | 1978.83 | EA | 0
B548A63 | Canada | CAD | MOUNTING,KIT,1/4-3/8X3-4W | 15.63 | EA | 0
182003 | Canada | CAD | CAT48HPE-INS, 75 MM | 18.67 | EA | 0
L5001Z4RH | Canada | CAD | ANGLE,MOLD,SUPPORT,S.S.,R | 62.23 | EA | 0
ERICORE055U | Canada | CAD | DOWNCONDUCTOR,LIGHTNING, | 9380.05 | EA | 0
PTD2V3Q | Canada | CAD | MOLD,CABLE,HORZ THRU PARA | 586.79 | EA | 0
RBM2974100U | Canada | CAD | FITTING,CADWELD,#4/#5 END | 296.35 | EA | 0
SB20175W2 | Canada | CAD | BOND,KIT,JOINT,5/16 TAB,7 | 18.03 | EA | 0
HAA1V2.50 | Canada | CAD | MOLD,CABLE TO HORZ STL, | 168.64 | EA | 0
PB10QT2QA100 | Canada | CAD | MOLD,CABLE TO RAIL,HORZ | 199.84 | EA | 0
ELIPG32200 | Canada | CAD | LENTON,ISO PLUG GAGE | 505.18 | EA | 0
HSC1T001 | Canada | CAD | MOLD,CABLE TO HORZ STL,HO | 276.78 | EA | 0
EGBA12420NN | Canada | CAD | BAR,GRD BUS,1/2 X 4 X 20 | 491.4 | EA | 0
A929B028 | Canada | CAD | WASHER,LOCK,5/8,SILBRZ (A | 2.44 | EA | 0
558920 | Canada | CAD | FLEXIBAR BENDING TOOL | 1509.6 | EA | 0
TACW3Y4 | Canada | CAD | MOLD,CABLE,HORZ TEE | 276.78 | EA | 0
RBVB12070M | Canada | CAD | BASIN,POURING,#18 VERTICA | 713.05 | EA | 0
A12816A5 | Canada | CAD | ROD,SAMPLE,6 IN LONG,5/8 | 9.53 | EA | 0
504991 | Canada | CAD | LOCK,INSULATOR,SI ALP,BLA | 31.2 | EA | 0
PCC2L1G | Canada | CAD | MOLD,CABLE, HORZ TAP PARA | 276.78 | EA | 0
RDH572L | Canada | CAD | MOLD,CABLE TO REBAR, | 484.97 | EA | 0
TAPE19 | Canada | CAD | TAPE,ELECTRICAL,INSULATIN | 1.52 | EA | 0
GFCP120T3 | Canada | CAD | MOLD,CABLE TO GRD ROD,HOR | 276.78 | EA | 0
RCE572Q | Canada | CAD | MOLD,CABLE TO REBAR,VERT | 775.14 | EA | 0
GPECNAK024 | Canada | CAD | ELECTRODE,GRD PLATE,1/32 | 159.25 | EA | 0
534018ABB10 | Canada | CAD | FLEXIBAR,ADV,4X24X1MM,ABB | 45.16 | EA | 0
534041WS01 | Canada | CAD | FLEXIBAR,ADV,8X50X1MM,WS | 209.95 | EA | 0
A928B042 | Canada | CAD | NUT,HEX,5/8-11,SILBRZ,A13 | 6.25 | EA | 0
PTC2G8D | Canada | CAD | MOLD,CABLE,HORZ THRU PARA | 276.78 | EA | 0
GTC142C | Canada | CAD | MOLD,CABLE TO GRD ROD,VER | 276.78 | EA | 0
65 | Canada | CAD | WELD METAL,CADWELD,F20 | 16.54 | EA | 0
XLVGP1V004M | Canada | CAD | MOLD,CABLE TO VERT STL,HO | 244.48 | EA | 0
A238FD2S18RH | Canada | CAD | CLAMP,FENCE,4/0 X 18 IN F | 495.42 | EA | 0
B250P3 | Canada | CAD | MOLD,BLANK,150200 R PRICE | 376.08 | EA | 0
HDTACT2 | Canada | CAD | MOLD,CABLE,HORZ TEE | 269.61 | EA | 0
LPC677 | Canada | CAD | STRAP,CU,CABLE TO PIPE | 160.73 | EA | 0
548680 | Canada | CAD | INSULATOR,BUSBAR,ISO TP | 27.77 | EA | 0
SPDM200240D | Canada | CAD | PQI, TDX200M240D | 6745.04 | EA | 0
FLXPLAM0110 | Canada | CAD | FLEXIBAR,ADV,0.5X15.5X0.8 | 477.24 | EA | 0
534112LAM04 | Canada | CAD | FLEXIBAR,ADV,4X20X1MM,3M, | 336.67 | EA | 0
SBG15001 | Canada | CAD | GUARD,GRINDER,FRONT PULLE | 80.67 | EA | 0
615880SP25 | Canada | CAD | GROUND ROD,5/8X8,10 MIL, | 50.22 | EA | 0
L5003Z3RH | Canada | CAD | ANGLE,MOLD,1/8X2X2X3 IN, | 39.9 | EA | 0
RBVB14075M | Canada | CAD | BASIN,POURING,#18 VERTICA | 782.26 | EA | 0
B399BM | Canada | CAD | FRAME,ASSY,2 IN MINI EZ | 671.13 | EA | 0
534058TMS06 | Canada | CAD | FLEXIBAR,ADV,10X100X1,TMS | 1537.13 | EA | 0
TACW6W6 | Canada | CAD | MOLD,CABLE,HORZ TEE | 276.78 | EA | 0
RTBN12M | Canada | CAD | RAIL TRANSIENT BARRIER, | 134.42 | EA | 0
TAC2Q3D | Canada | CAD | MOLD,CABLE,HORZ TEE | 276.78 | EA | 0
534008RW06 | Canada | CAD | FLEXIBLE,ADV,6X15.5X0.8RW | 54.68 | EA | 0
6158839 | Canada | CAD | ROD,GRD,5/8X8,CU BONDED | 129.71 | EA | 0
CDMV01H1B | Canada | CAD | MOLD,GRAPHITE,MULTI,VERT | 93.5 | EA | 0
545826 | Canada | CAD | DIE,TOOL,20MM | 194.44 | EA | 0
SBPAJB48 | Canada | CAD | BOND,PLUG,S5 48 LONG | 18.59 | EA | 0
534055 | Canada | CAD | FLEX ADV2MTC 5X100X1 | 906.14 | EA | 0
EL32SAQ | Canada | CAD | COUPLER,LENTON,SA,#10, | 76.68 | EA | 0
ECRV081T4U | Canada | CAD | GROUND ROD,ASSY,KIT,8 FT, | 2065.78 | EA | 0
ELFG36CA | Canada | CAD | LENTON,BAR END GAGE,FIELD | 193.16 | EA | 0
534017L3MP | Canada | CAD | FLEXIBAR,BUSBAR,MTO, | 122.88 | EA | 0
GLCCE2Q | Canada | CAD | MOLD,CABLE TO LUG,HORZ | 276.78 | EA | 0
SB02SS6 | Canada | CAD | MOLD,CABLE,HORZ SPLICE | 269.61 | EA | 0
GRC222Q | Canada | CAD | MOLD,CABLE TO GRD ROD,VER | 276.78 | EA | 0
LPC221BST | Canada | CAD | POINT,CU,BLUNT BARE,1/2IN | 32.76 | EA | 0
S429F1W12 | Canada | CAD | SLEEVE,CU,FLARED,2 RLAY | 2.11 | EA | 0
615860GAL01 | Canada | CAD | ROD,GRD,5/8X6,CU PLATED, | 24.06 | EA | 0
613852 | Canada | CAD | ROD,GRD,3/8X5,CU BONDED | 24.3 | EA | 0
VNC8CRH | Canada | CAD | MOLD,CABLE TO VERT STL,HO | 276.78 | EA | 0
TAC2G1T | Canada | CAD | MOLD,CABLE,HORZ TEE | 276.78 | EA | 0
XLPCC2G1L | Canada | CAD | MOLD,CABLE, HORZ TAP | 328.55 | EA | 0
P107F20ETN | Canada | CAD | WELD METAL, CADWELD, F20 | 102.79 | EA | 0
PBB49762 | Canada | CAD | BOND,COMPOSITE 3RD RAIL F | 843.65 | EA | 0
GRC161Y | Canada | CAD | MOLD,CABLE TO GRD ROD,VER | 276.78 | EA | 0
SBGR1162G | Canada | CAD | ONE-SHOT,CABLE TO GRD ROD | 21.85 | EA | 0
EGBA14412GG | Canada | CAD | BAR,GRD BUS,1/4 X 4 X 12 | 195 | EA | 0
FLXPAPG0006 | Canada | CAD | FLEXIBAR,ADV,4X80X1MM,APG | 178.31 | EA | 0
EHL12FC1K | Canada | CAD | CONNECTOR,COMPRESSION,CU, | 30.24 | EA | 0
RBT111011H | Canada | CAD | SPLICE,KIT,#11 -1 CADWE | 294.94 | EA | 0
SBS2333 | Canada | CAD | GRINDING WHEEL,RAIL,3/4X6 | 67.24 | EA | 0
EL36D14 | Canada | CAD | ANCHOR,LENTON,TERMINATOR, | 91.86 | EA | 0
ERICORE057T | Canada | CAD | DOWNCONDUCTOR,LIGHTNING, | 11028.58 | EA | 0
EGBA14218BB | Canada | CAD | BAR,GRD BUS,1/4 X 2 X 18 | 187.2 | EA | 0
GRC16Y4 | Canada | CAD | MOLD,CABLE TO GRD ROD,VER | 276.78 | EA | 0
LPC204B | Canada | CAD | POINT,CU,BARE,3/8IN X | 33.27 | EA | 0
LPC122250 | Canada | CAD | CABLE,CU,SMOOTH WEAVE,32 | 6.96 | FT | 0
PTC1T2Q | Canada | CAD | MOLD,CABLE, HORZ THRU | 276.78 | EA | 0
LC25S2ESD | Canada | CAD | SLEEVE,S2 SERIES,EPOXY | 242.34 | EA | 0
615880PPI01 | Canada | CAD | ROD,GRD,5/8X8,CU CLAD,10 | 12.73 | EA | 0
549710 | Canada | CAD | BUSBAR,10 MM,PLAIN,2M PC | 770.42 | EA | 0
PTC2C1H | Canada | CAD | MOLD,CABLE, HORZ THRU PAR | 276.78 | EA | 0
VSC8NV8C | Canada | CAD | MOLD,CABLE TO VERT STL,45 | 276.78 | EA | 0
VNC1LRH12 | Canada | CAD | MOLD,CABLE TO VERT STL,HO | 276.78 | EA | 0
LU28DR16D | Canada | CAD | LENTON ULTIMATE,ANCHOR, | 16.01 | EA | 0
GRC222L | Canada | CAD | MOLD,CABLE TO GRD ROD,VER | 276.78 | EA | 0
GRP181K | Canada | CAD | MOLD,CABLE TO GRD ROD,VER | 304.2 | EA | 0
EL2520A2MG | Canada | CAD | COUPLER,LENTON STANDARD,# | 95.3 | EA | 0
LPC494 | Canada | CAD | HOLDER,CU,CABLE,BARE | 45.41 | EA | 0
ELBEG12ACA | Canada | CAD | LENTON,BAR END GAGE,12MM, | 270.43 | EA | 0
TAC2G8C | Canada | CAD | MOLD,CABLE,HORZ TEE | 276.78 | EA | 0
YRC2G2GLH | Canada | CAD | MOLD,CABLE,HORZ Y 45 DEG | 276.78 | EA | 0
VSC2GV8CW | Canada | CAD | MOLD,CABLE TO VERT STL,45 | 302.99 | EA | 0
DM5834 | Canada | CAD | MOLD,TIE DOWN,AIRCRAFT | 26.36 | EA | 0
EGBA14418LLT | Canada | CAD | BAR,ASSY,GRD,BUS,1/4 X 4 | 327.6 | EA | 0
TAC1T8C | Canada | CAD | MOLD,CABLE,HORZ TEE | 276.78 | EA | 0
SBTBJ3442B | Canada | CAD | BOND,JUMPER,3/16 & 1 TAB | 15.54 | EA | 0
LCP01A | Canada | CAD | PROTECTOR,LOADCELL,4 OR 6 | 667 | EA | 0
ECB14412 | Canada | CAD | COPPER BAR,1/4X4X12 LG, | 77.74 | EA | 0
BBDPAMPAM | Canada | CAD | MOLD,BUS BAR,HORZ SPLICE | 586.79 | EA | 0
A927P023 | Canada | CAD | SCREW,SHEET METAL,#10X5/8 | 0.78 | EA | 0
EGBA14436MM | Canada | CAD | BAR,GRD BUS,1/4 X 4 X 36 | 538.2 | EA | 0
127007515 | Canada | CAD | SHIELD,INSULATION,360 COL | 27.42 | EA | 0
CAVST1VM | Canada | CAD | MOLD,CABLE TO VERT STL,45 | 180.87 | EA | 0
LJCAG2G | Canada | CAD | MOLD,CABLE TO BUS/LUG,HOR | 276.78 | EA | 0
EL16S13SSN | Canada | CAD | COUPLER,LENTON,S13,STAINL | 146.33 | EA | 0
BMCCAJCAJ | Canada | CAD | MOLD,BUS BAR,HORZ TEE BAR | 276.78 | EA | 0
634400GAL01 | Canada | CAD | ROD,GRD,1X10,CU BONDED | 438.3 | EA | 0
SVRY4 | Canada | CAD | MOLD,CABLE,VERT SPLICE | 376.08 | EA | 0
A2363J | Canada | CAD | SLEEVE,COUPLER,3/16 X #6 | 3.06 | EA | 0
LPA255 | Canada | CAD | POINT,AL,TUBULAR,5/8X24IN | 165.79 | EA | 0
PHP003 | Canada | CAD | MOLD,CABLE, VERT THRU PAR | 304.14 | EA | 0
VGC2C | Canada | CAD | MOLD,CABLE TO VERT STL,HO | 276.78 | EA | 0
LPC540A | Canada | CAD | PLATE,CU,CAST,FLAT METCU, | 41.39 | EA | 0
CAVHP1V24 | Canada | CAD | MOLD,CABLE TO VERT CAST | 276.02 | EA | 0
LPA28012F | Canada | CAD | ADAPTER,AL,,1/2IN,FEMALE | 12.1 | EA | 0
A929G002 | Canada | CAD | WASHER,SEALING,1/4 LEAD | 15.95 | EA | 0
EGBA14206SS | Canada | CAD | BAR,GRD BUS,1/4 X 2 X 6 | 78 | EA | 0
SES40P4801P | Canada | CAD | PROTECTOR,SURGE,480V 1PHA | 215.12 | EA | 0
TACY3Y4 | Canada | CAD | MOLD,CABLE,HORZ TEE | 276.78 | EA | 0
EGBA38418EBT | Canada | CAD | BAR,GRD BUS,3/8 X 4 X 18 | 292.07 | EA | 0
534058TMS09 | Canada | CAD | FLEXIBAR,ADV,10X100X1,TMS | 964.07 | EA | 0
GLCEE16 | Canada | CAD | MOLD,CABLE TO LUG,HORZ SP | 276.78 | EA | 0
PB80LSJK3S004 | Canada | CAD | MOLD,CABLE TO BUS/LUG,HOR | 906.82 | EA | 0
LAC3DEGW | Canada | CAD | MOLD,CABLE TO BUS/LUG,HOR | 302.99 | EA | 0
PB150 | Canada | CAD | WELD METAL,CADWELD RAIL P | 19.44 | EA | 0
VBC2QW | Canada | CAD | MOLD,CABLE TO VERT STL,VE | 302.99 | EA | 0
SBA160128A023 | Canada | CAD | CLIP ASSY,RAIL,A=10.00, | 49.23 | EA | 0
534010L3M | Canada | CAD | FLEXIBAR,ADV,2X20X1MM,3M | 145.33 | EA | 0
GYE182L | Canada | CAD | MOLD,CABLE TO GRD ROD,VER | 775.14 | EA | 0
510150 | Canada | CAD | BRAID,CU,TINNED,50 M LG, | 10.14 | MR | 0
FLXPLAM0059 | Canada | CAD | FLEXIBAR,ADV,2X15.5X0.8MM | 207.31 | EA | 0
HAA9A | Canada | CAD | MOLD,CABLE TO HORZ STL,HO | 168.64 | EA | 0
LJCCALY6 | Canada | CAD | MOLD,CABLE TO BUS/LUG,HOR | 276.78 | EA | 0
B2733 | Canada | CAD | SUPPORT,INNER | 101.17 | EA | 0
TDX50C120/240D | Canada | CAD | PROTECTOR,SURGE,TDX50C,3P | 837.14 | EA | 0
WT2SCMV01.0C | Canada | CAD | RECEPTOR, INSERT, SIDE, | 304.42 | EA | 0
DSD1201S24M | Canada | CAD | DIVERTER,SURGE | 198.73 | EA | 0
PTF4Y4L | Canada | CAD | MOLD,CABLE, HORZ THRU PA | 659.46 | EA | 0
S03F | Canada | CAD | SLEEVE,CU,FLARED,2/0 CONC | 4.17 | EA | 0
SES160F120V | Canada | CAD | SES, 160 KA, FILTER, 120V | 553.87 | EA | 0
SBXSJ3348 | Canada | CAD | BOND,JUMPER,3/16 & 3/4 XS | 20.42 | EA | 0
NCR181L | Canada | CAD | MOLD,CABLE TO GRD ROD,HOR | 376.08 | EA | 0
52030 | Canada | CAD | HANGER,SUSPENSION,LIGHTOL | 28.74 | EA | 0
CMC18CAJ | Canada | CAD | MOLD,BUS TO GRD ROD,VERT | 276.78 | EA | 0
47857120AEP | Canada | CAD | ROD,GRD,1/2,CU PLATED,13 | 175.54 | EA | 0
XACY5Y4 | Canada | CAD | MOLD,CABLE,HORZ X SAME PL | 276.78 | EA | 0
EGBA14424CC | Canada | CAD | BAR ASSY,GRD BUS,1/4X4X24 | 366.6 | EA | 0
SBPAJB120 | Canada | CAD | BOND,PLUG,S5 120 LONG | 56.89 | EA | 0
PBC12W13TAB | Canada | CAD | BOND,C,JOINT,250KCM RLAY, | 46.28 | EA | 0
GR1162GPLUS | Canada | CAD | ONE-SHOT,CABLE TO GRD ROD | 32.72 | EA | 0
SBPAC3B | Canada | CAD | CONNECTOR,PLUG TRACK,#6 X | 6.72 | EA | 0
CAPCT1V1E | Canada | CAD | MOLD,CABLE, HORZ TAP PARA | 269.61 | EA | 0
HDVVF9H | Canada | CAD | MOLD,CABLE TO VERT STL,VE | 659.46 | EA | 0
534056RW46 | Canada | CAD | FLEXIBAR,ADV,6X100X1MM,RW | 738.79 | EA | 0
VGC1V2 | Canada | CAD | MOLD,CABLE TO VERT STL,HO | 276.78 | EA | 0
LPA31512 | Canada | CAD | BASE,AL,STRAP 1/2IN POINT | 63.8 | EA | 0
TGBA16L08P | Canada | CAD | BAR ASSY,GRD BUS,1/4X2X15 | 169 | EA | 0
RBHSB14065J | Canada | CAD | BASIN,POURING,#14 HORIZ. | 713.05 | EA | 0
EL43T36A2N | Canada | CAD | COUPLER,LENTON,TRANSITION | 82.08 | EA | 0
PBWT202W | Canada | CAD | WELDER ASSY,RAIL,PAIR,250 | 885.59 | EA | 0
PB20TA2G1H | Canada | CAD | MOLD,CABLE,HORZ TEE | 199.84 | EA | 0
HSC9F | Canada | CAD | MOLD,CABLE TO HORZ STL,HO | 276.78 | EA | 0
LPC34712 | Canada | CAD | BASE,CU,CAST,HALF SADDLE, | 98.51 | EA | 0
PCC1L1L | Canada | CAD | MOLD,CABLE, HORZ TAP PARA | 276.78 | EA | 0
503720 | Canada | CAD | BRAID,CU,TINNED,100 M LG, | 11.79 | MR | 0
RBT5101 | Canada | CAD | SPLICE,KIT,#5 CADWELD T-S | 199.23 | EA | 0
LAC4PEG | Canada | CAD | MOLD,CABLE TO BUS/LUG,HOR | 276.78 | EA | 0
PTCS1S1 | Canada | CAD | MOLD,CABLE, HORZ THRU PAR | 276.78 | EA | 0
LPC050IN0100.0 | Canada | CAD | CABLE,CU,SMOOTH WEAVE, | 3567.89 | EA | 0
RCE541T | Canada | CAD | MOLD,CABLE TO REBAR,VERT | 775.14 | EA | 0
PHR2G2GW | Canada | CAD | MOLD,CABLE, VERT THRU PAR | 428.49 | EA | 0
EPCF20 | Canada | CAD | GROUNDING,CABLE,ASSY CROW | 865.16 | EA | 0
EPT1225 | Canada | CAD | COUPLER,MACHINED,COPPER W | 70.9 | EA | 0
EGBA14207BF | Canada | CAD | BAR ASSY,GRD BUS,1/4 X 2 | 87.1 | EA | 0
534029UTC02 | Canada | CAD | FLEXIBAR,ADV,10X32X1MM, | 334.76 | EA | 0
534034GE08 | Canada | CAD | FLEXIBAR,ADV,6X40X1MM,GE, | 246.48 | EA | 0
TGBA12L06P | Canada | CAD | BAR ASSY,GRD BUS,1/4X2X12 | 132.6 | EA | 0
NDR161V | Canada | CAD | MOLD,CABLE TO GRD ROD,HOR | 376.08 | EA | 0
SBS24884 | Canada | CAD | BOND,JOINT HEAD,3/16X9 3/ | 10.96 | EA | 0
559663 | Canada | CAD | INS,1-1/2,5/16-18 X 1/2 | 3.47 | EA | 0
LPLC435SH | Canada | CAD | BASE,CU,CIRCUIT,LEAD | 393.41 | EA | 0
GYP16005M | Canada | CAD | MOLD,CABLE TO GRD ROD,VER | 205.88 | EA | 0
EL2016P14L | Canada | CAD | COUPLER,LENTON,P14L,ASSY | 125.01 | EA | 0
GRC16S6 | Canada | CAD | MOLD,CABLE TO GRD ROD,VER | 276.78 | EA | 0
PB60XA3Q3Q | Canada | CAD | MOLD,CABLE,HORZ X SAME PL | 423.66 | EA | 0
A238FC2S18RH | Canada | CAD | CLAMP,FENCE,4/0 X 18 IN F | 321.57 | EA | 0
LPC501L | Canada | CAD | SPLICE,CU,STAMPED,CABLE, | 13.73 | EA | 0
534058IPPS01 | Canada | CAD | FLEXIBAR,ADV,10X100X1,IPP | 324.42 | EA | 0
XBK4Y2Q | Canada | CAD | MOLD,CABLE,HORZ X LAPPED | 1255.97 | EA | 0
LEC2VPAM | Canada | CAD | MOLD,CABLE TO BUS/LUG,HOR | 276.78 | EA | 0
A811K20F100 | Canada | CAD | STRIP,CU,20GA X 6 IN,100 | 1966.48 | EA | 0
A811C20F20 | Canada | CAD | STRIP,CU,20GA X 3 IN,20FT | 1085.12 | EA | 0
LECT6HAN | Canada | CAD | MOLD,CABLE TO BUS/LUG,HOR | 276.78 | EA | 0
EGBK14420QQT | Canada | CAD | BUSBAR,GRD,CU,1/4X4X20,QQ | 169.16 | EA | 0
VFC1TV5C | Canada | CAD | MOLD,CABLE TO VERT STL,VE | 276.78 | EA | 0
PBHVT2016A115M | Canada | CAD | MOLD,STUD,TO WEB OF RAIL | 173.5 | EA | 0
EGBA14416NNT | Canada | CAD | BAR,GRD BUS,1/4 X 4 X 16, | 293.8 | EA | 0
GYJ333Q | Canada | CAD | MOLD,CABLE TO GRD ROD,VER | 1147.17 | EA | 0
LPC123500 | Canada | CAD | CABLE,CU,SMOOTH WEAVE,36 | 8.89 | FT | 0
L160VG | Canada | CAD | FRAME,ASSY,L160,CHAIN SUP | 402.99 | EA | 0
LKREG2G | Canada | CAD | MOLD,CABLE TO BUS/LUG,VER | 376.08 | EA | 0
HSCT2 | Canada | CAD | MOLD,CABLE TO HORZ STL,HO | 276.78 | EA | 0
LK1110 | Canada | CAD | COUPLER,LENTON INTERLOK,# | 132.9 | EA | 0
EGBA14206NNT | Canada | CAD | BUSBAR,GRD,CU,1/4X2X6X | 93.6 | EA | 0
GYE33SF | Canada | CAD | MOLD,CABLE TO GRD ROD,VER | 775.14 | EA | 0
EL38D6 | Canada | CAD | COUPLER,LENTON TERMINATOR | 40.46 | EA | 0
GNR182C | Canada | CAD | MOLD,CABLE TO GRD ROD,VER | 376.08 | EA | 0
LPS273CTO | Canada | CAD | ROD,SOLID EXTENSION,SS,5/ | 54.37 | EA | 0
RRC53Y3 | Canada | CAD | MOLD,CABLE TO REBAR,HORZ | 276.78 | EA | 0
UTB5DP | Canada | CAD | PROTECTOR,SURGE,UTB,2PAIR | 266.34 | EA | 0
RBWS2223F | Canada | CAD | BASIN,POURING,#11 30 DEGR | 643.83 | EA | 0
LECW3CAJ | Canada | CAD | MOLD,CABLE TO BUS/LUG,HOR | 276.78 | EA | 0
C120J | Canada | CAD | FRAME,ASSY,VISE CLAMP,ST | 360.97 | EA | 0
EL36A2N | Canada | CAD | COUPLER,LENTON,SOURCED,A2 | 44.6 | EA | 0
LPC801L | Canada | CAD | STRAP,CU,CABLE,3/8 WIDE | 2.29 | EA | 0
CAHBA1K18 | Canada | CAD | MOLD,CABLE,TO HORZ CAST I | 168.64 | EA | 0
HCA1K | Canada | CAD | MOLD,CABLE TO HORZ STL,HO | 168.64 | EA | 0
VSC8DV3C | Canada | CAD | MOLD,CABLE TO VERT STL,45 | 276.78 | EA | 0
SB03GT161H | Canada | CAD | MOLD,CABLE TO GRD ROD,VER | 210.25 | EA | 0
GTC311T | Canada | CAD | MOLD,CABLE TO GRD ROD,VER | 276.78 | EA | 0
EL3628P9 | Canada | CAD | COUPLER,LENTON POSITION,# | 156.26 | EA | 0
EL36C3J1200 | Canada | CAD | COUPLER,LENTON HALF,C3J, | 107.28 | EA | 0
RBWS1500F | Canada | CAD | BASIN,POURING,#11 STANDAR | 440.8 | EA | 0
635840SEC | Canada | CAD | ROD,GRD,5/8 X 1.2,CU CLAD | 29.51 | EA | 0
LPC626A12 | Canada | CAD | ADAPTER,CU,THRU-ROOF, | 112.28 | EA | 0
GYR339T | Canada | CAD | MOLD,CABLE TO HORZ,STL,HO | 376.08 | EA | 0
PTC3A9H | Canada | CAD | MOLD,CABLE, HORZ THRU PAR | 276.78 | EA | 0
PB200 | Canada | CAD | WELD METAL,CADWELD RAIL P | 24.08 | EA | 0
NT1161LPLUS | Canada | CAD | ONE-SHOT,CABLE TO GRD ROD | 32.72 | EA | 0
PQM200120/240 | Canada | CAD | 200KA 120/240 MODULAR SUR | 4113.15 | EA | 0
FLXPLAM0094 | Canada | CAD | FLEXIBAR,ADV,2X15.5X0.8MM | 576.52 | EA | 0
GYR14Y6 | Canada | CAD | MOLD,CABLE TO GRD ROD,VER | 376.08 | EA | 0
534010HDQ16 | Canada | CAD | FLEXIBAR,ADV,2X20X1MM,HDQ | 50.15 | EA | 0
508107 | Canada | CAD | BRACKET, FLEXBUS, KIT, | 138.11 | EA | 0
561220 | Canada | CAD | FLEXIBAR,CLAMP,QCC | 27.49 | EA | 0
NCF183D | Canada | CAD | MOLD,CABLE TO GRD ROD,HOR | 659.46 | EA | 0
B227A1 | Canada | CAD | FRAME,SUBASSY,3 X 3 IN VE | 116.12 | EA | 0
LJCCAJY1 | Canada | CAD | MOLD,CABLE TO BUS/LUG,HOR | 276.78 | EA | 0
SBA136136A078 | Canada | CAD | CLIP ASSY,RAIL,A=8.50, | 40.73 | EA | 0
CA15S | Canada | CAD | WELD METAL,CU,F33 CATHODI | 8.22 | EA | 0
PB10LA3FEF | Canada | CAD | MOLD,CABLE TO BUS/LUG,HOR | 199.84 | EA | 0
FLXPLAM0038 | Canada | CAD | FLEXIBAR,ADV,2X15.5X0.8 | 475.2 | EA | 0
HDTAC4L2Q | Canada | CAD | MOLD,CABLE,HORZ TEE | 276.78 | EA | 0
RJC521L | Canada | CAD | MOLD,CABLE TO REBAR,VERT | 276.78 | EA | 0
LQJEH3QM | Canada | CAD | MOLD,CABLE TO BUS/LUG,VER | 925.44 | EA | 0
LK5PKG | Canada | CAD | COUPLER,LENTON INTERLOK, | 57.65 | EA | 0
LACS5FAK | Canada | CAD | MOLD,CABLE TO BUS/LUG,HOR | 276.78 | EA | 0
557080 | Canada | CAD | BRAID,CU,PLAIN,25 M LG, | 18.71 | MR | 0
LU20MT12D | Canada | CAD | LENTON ULTIMATE,MALE, | 17.94 | EA | 0
LC20B12ESD | Canada | CAD | SLEEVE,B12 SERIES,EPOXY | 154.2 | EA | 0
DQC112S | Canada | CAD | MOLD,CABLE TO GRD ROD,HOR | 276.78 | EA | 0
EL22P9JQ | Canada | CAD | COUPLER,LENTON POSITION, | 203.08 | EA | 0
VBC1TV3.50 | Canada | CAD | MOLD,CABLE TO VERT STL,VE | 276.78 | EA | 0
LPC122CTO | Canada | CAD | CABLE,CU,SMOOTH WEAVE,32 | 7.19 | EA | 0
508064 | Canada | CAD | BRAID,FLEXIBLE, | 3111.5 | EA | 0
534060ABB03 | Canada | CAD | FLEXIBAR,ADV,10X120X1,ABB | 748.74 | EA | 0
GYE332C | Canada | CAD | MOLD,CABLE TO GRD ROD,VER | 775.14 | EA | 0
LPC30438 | Canada | CAD | PLATE,STAMPED,AIR TERMINA | 57.38 | EA | 0
TAC2C1L | Canada | CAD | MOLD,CABLE,HORZ TEE | 276.78 | EA | 0
508016 | Canada | CAD | BRAID,FLEXIBLE, | 946.61 | EA | 0
PB200PLUSF80 | Canada | CAD | CADWELD PLUS,#200,F80 | 25.73 | EA | 0
LPWALLCUCTO | Canada | CAD | CONNECTION,CU,THRU-WALL, | 2.41 | EA | 0
LACY0PAM | Canada | CAD | MOLD,CABLE TO BUS/LUG,HOR | 276.78 | EA | 0
VBC9DV1.50 | Canada | CAD | MOLD,CABLE TO VERT STL,VE | 276.78 | EA | 0
550450 | Canada | CAD | BUSBAR,PUNCH,1.75 M | 1280.93 | EA | 0
534041PHM34 | Canada | CAD | FLEXIBAR,ADV,8X50X1MM,PHM | 262.57 | EA | 0
LPP667P | Canada | CAD | PLATE,WELDING,MILD STEEL | 60.49 | EA | 0
EST6472 | Canada | CAD | TESTER, GROUND RESISTANCE | 10201.97 | EA | 0
EGGBC14412QQS2 | Canada | CAD | BUSBAR,GRD,STL,1/4X4X12, | 407.97 | EA | 0
GR1162Q | Canada | CAD | ONE-SHOT,CABLE TO GRD ROD | 37.14 | EA | 0
A130AB01 | Canada | CAD | TUBING,SHRINK,HEAT | 3.54 | EA | 0
LPC803L | Canada | CAD | STRAP,CU,CABLE,1/2 WIDE | 3.78 | EA | 0
534047GE05 | Canada | CAD | BUSBAR,FLEXIBLE,TINNED, | 389.91 | EA | 0
FLXPABB0018 | Canada | CAD | LEXIBAR,ADV,12X100X1,ABB | 1423.59 | EA | 0
A811K20F250 | Canada | CAD | STRIP,CU,20GA X 6 IN,250 | 3012.93 | EA | 0
SPDS200120240D | Canada | CAD | PQI, TDX200S120240D | 6904.7 | EA | 0
PB71DS3SJH | Canada | CAD | MOLD,CABLE TO UC LUG,HORZ | 671.18 | EA | 0
EGBA14206BD | Canada | CAD | BAR,GRD BUS,1/4 X 2 X 6 | 78 | EA | 0
TVC2Q1L | Canada | CAD | MOLD,CABLE,VERT TEE TAP D | 276.78 | EA | 0
ALUM4M | Canada | CAD | MAST,SUPPORT,4M ALUMINUM | 595.83 | EA | 0
SBK350N | Canada | CAD | KIT,GRND,PTC TOWER,100FT | 318.79 | EA | 0
GT1162Q | Canada | CAD | ONE SHOT CABLE TO GRD ROD | 35.15 | EA | 0
RRH54Y6 | Canada | CAD | MOLD,CABLE TO REBAR,HORZ | 484.97 | EA | 0
XLTAC2V2Q | Canada | CAD | MOLD,CABLE,HORZ TEE | 328.55 | EA | 0
557260SI01 | Canada | CAD | BRAID,CU,TINNED,CUSTOM,1 | 154.51 | EA | 0
EHL12FC2G | Canada | CAD | HAMMERLOCK,CU,1/2 GR ROD, | 28.68 | EA | 0
LPC604 | Canada | CAD | POINT,CU,CONCEALED,1/2IN | 175.37 | EA | 0
RBW73918V | Canada | CAD | INSTALLATION KIT,EQUIP,#1 | 1920.58 | EA | 0
GRC161L | Canada | CAD | MOLD,CABLE TO GRD ROD,VER | 276.78 | EA | 0
SB22126 | Canada | CAD | SHAFT,FLEXIBLE,6 FOOT | 430.26 | EA | 0
LAC9GEG | Canada | CAD | MOLD,CABLE TO BUS/LUG,HOR | 276.78 | EA | 0
TAD4Y3Q | Canada | CAD | MOLD,CABLE,HORZ TEE | 586.79 | EA | 0
549270 | Canada | CAD | BAR SUP CABS 2/10TN 600 | 169.78 | EA | 0
LPC553A14 | Canada | CAD | BASE,STAMPED,AND CAP ASSE | 33.97 | EA | 0
554450 | Canada | CAD | POLY,SLEEVE,100 M,GREY, | 1.55 | MR | 0
RJC531Y | Canada | CAD | MOLD,CABLE TO REBAR,VERT | 276.78 | EA | 0
EL18SAQSP004 | Canada | CAD | COUPLER,LENTON,SPECIAL, | 79.91 | EA | 0
LPC151CTO | Canada | CAD | WIRE,CU,SOLID,BONDING, | 5.84 | EA | 0
GRC188C | Canada | CAD | MOLD,CABLE TO GRD ROD,VER | 276.78 | EA | 0
534040SAF02 | Canada | CAD | FLEXIBAR,ADV,6X50X1MM,SAF | 263.9 | EA | 0
LPA2932F2F | Canada | CAD | ADAPTER,AL,COUPL.,1/2IN | 21.84 | EA | 0
561570 | Canada | CAD | METAL SPACER M4 X 15 | 0.66 | EA | 0
FJ2G24SK01 | Canada | CAD | JUMPER,FLEXIBLE,2/0 CONC | 134.07 | EA | 0
GRC182QW | Canada | CAD | MOLD,CABLE TO GRD ROD,VER | 329.2 | EA | 0
534042L2.5M | Canada | CAD | FLEXIBAR,BUSBAR,PREFAB, | 1072.07 | EA | 0
RCE552L | Canada | CAD | MOLD,CABLE TO REBAR,VERT | 775.14 | EA | 0
ELC22FS2 | Canada | CAD | COUPLER,LENTON FORM SAVER | 6.01 | EA | 0
RRH562QM | Canada | CAD | MOLD,CABLE TO REBAR,HORZ | 369.97 | EA | 0
XAC2J2J | Canada | CAD | MOLD,CABLE,HORZ X SAME PL | 276.78 | EA | 0
EL2825A2ES | Canada | CAD | COUPLER,LENTON STANDARD,# | 91.84 | EA | 0
PTC3QS5 | Canada | CAD | MOLD,CABLE,HORZ THRU PARA | 276.78 | EA | 0
SVR2Q9F | Canada | CAD | MOLD,CABLE,VERT SPLICE | 376.08 | EA | 0
GTC33SH | Canada | CAD | MOLD,CABLE TO GRD ROD,VER | 276.78 | EA | 0
LPC62858 | Canada | CAD | ADAPTER,CU,THRU-ROOF, | 141.18 | EA | 0
B122CE002 | Canada | CAD | LUG,CU,1/8IN X 1IN,W/TWO | 18.6 | EA | 0
PB10SS3Q | Canada | CAD | MOLD,CABLE,HORZ SPLICE | 199.84 | EA | 0
CAGFC122Q | Canada | CAD | MOLD,CABLE TO GRD ROD,HOR | 269.61 | EA | 0
EL36D6N | Canada | CAD | ANCHOR,LENTON,EMBEDMENT, | 21.81 | EA | 0
VSC1TV1.25 | Canada | CAD | MOLD,CABLE TO VERT STL,45 | 276.78 | EA | 0
FLXPLAM0069 | Canada | CAD | FLEXIBAR,ADV,2X15.5X0.8MM | 257.82 | EA | 0
534034FL06 | Canada | CAD | FLEXIBAR,ADV,6X40X1,FL | 213.02 | EA | 0
561680 | Canada | CAD | METAL SPACER M5 X 25 | 1.3 | EA | 0
EGBD14416JET | Canada | CAD | BUSBAR,GRD,CU,1/4X4X16,JE | 283.4 | EA | 0
LPC753 | Canada | CAD | PLATE,CU,GROUND,20AWG, | 336.49 | EA | 0
HAC1H013 | Canada | CAD | MOLD,CABLE TO HORZ STL,HO | 276.78 | EA | 0
EL2522A2Q | Canada | CAD | COUPLER,LENTON STANDARD, | 71.26 | EA | 0
LJCCAKY6 | Canada | CAD | MOLD,CABLE TO BUS/LUG,HOR | 276.78 | EA | 0
PB20PPS5PS | Canada | CAD | MOLD,CABLE, HORZ ELL | 199.84 | EA | 0
SSC3DHQ | Canada | CAD | MOLD,CABLE,HORZ SPLICE | 276.78 | EA | 0
GRD374TCU | Canada | CAD | MOLD,CABLE,TO CU GRD ROD | 586.79 | EA | 0
LPSSAR1015 | Canada | CAD | STAINLESS STEEL AIR TERMI | 175.92 | EA | 0
SBPAJD48 | Canada | CAD | BOND,PLUG,7/#12 CW 48LONG | 13.18 | EA | 0
VGC2V | Canada | CAD | MOLD,CABLE TO VERT STL,HO | 276.78 | EA | 0
BACEE | Canada | CAD | MOLD,BUS BAR,HORZ SPLICE | 276.78 | EA | 0
ELBEG16ACA | Canada | CAD | LENTON,BAR END GAGE,16MM, | 270.43 | EA | 0
GTT14C1H | Canada | CAD | MOLD,CABLE TO GRD ROD,VER | 269.61 | EA | 0
ERICORE200U | Canada | CAD | DOWNCONDUCTOR,LIGHTNING | 33115.76 | EA | 0
B140N | Canada | CAD | SHIM,CU,.013 X 1 1/2 IN X | 1.79 | EA | 0
XAC2G2G | Canada | CAD | MOLD,CABLE,HORZ X SAME PL | 276.78 | EA | 0
611380HA01UPC | Canada | CAD | ROD,GRD,1/2X8,CU CLAD,10 | 26.75 | EA | 0
LJCCAJT3 | Canada | CAD | MOLD,CABLE TO BUS/LUG,HOR | 276.78 | EA | 0
534026PDI53 | Canada | CAD | FLEXIBAR,ADV,5X32X1MM,PDI | 168.4 | EA | 0
LK5GV | Canada | CAD | LENTON INTERLOK, HDG, | 100.11 | EA | 0
PCCW6W6 | Canada | CAD | MOLD,CABLE,HORZ TAP PARAL | 258.69 | EA | 0
LPC805 | Canada | CAD | STRAP,CU,CABLE,5/8IN WIDE | 1.46 | EA | 0
EL28S13 | Canada | CAD | COUPLER,LENTON,STRAIGHT, | 66.4 | EA | 0
B140A | Canada | CAD | SHIM,CU,.013 X 3 IN X 1 1 | 1.63 | EA | 0
PB80SC4Y2W001 | Canada | CAD | MOLD,CABLE,HORZ SPLICE SI | 906.82 | EA | 0
PB10GR182Q | Canada | CAD | MOLD,CABLE TO GRD ROD,VER | 199.84 | EA | 0
EAKEAMEAM | Canada | CAD | MOLD,BUS BAR,HORZ X FLAT | 1255.97 | EA | 0
RDC521K | Canada | CAD | MOLD,CABLE TO REBAR,HORZ | 276.78 | EA | 0
534034GE59 | Canada | CAD | FLEXIBAR,ADV,6X40X1MM,GE, | 386.62 | EA | 0
FGCF3 | Canada | CAD | CLAMP,GRD,250KCMIL,BRZ | 34.13 | EA | 0
DT230030R | Canada | CAD | TYPE 2, 300V, 3 0 | 297.88 | EA | 0
HDVBC2L | Canada | CAD | MOLD,CABLE TO VERT STL,VE | 276.78 | EA | 0
LPC347L38 | Canada | CAD | BASE,CU,PNT,3/8 THRD,CAST | 123.49 | EA | 0
EGBB14324CB | Canada | CAD | BUSBAR,GRD,CU,1/4X3X24,CB | 299 | EA | 0
VVR2Q012 | Canada | CAD | MOLD,CABLE TO VERT STL,VE | 376.08 | EA | 0
BACFA38 | Canada | CAD | MOLD,BUS BAR,HORZ SPLICE | 276.78 | EA | 0
FJ2Q156 | Canada | CAD | JUMPER,SWAGED,4/0 CONC | 312.98 | EA | 0
B295X51Z60 | Canada | CAD | LABEL,ADHESIVE,TYPE 2 | 111.84 | EA | 0
TACT4 | Canada | CAD | MOLD,CABLE,HORZ TEE | 276.78 | EA | 0
LPC2823F2F | Canada | CAD | ADAPTER,CU,SWIVEL,3/8IN | 65.35 | EA | 0
558480 | Canada | CAD | KIT,CONTACT,HARDWARE,M12X | 3.21 | EA | 0
PTC1Y1T | Canada | CAD | MOLD,CABLE,HORZ THRU PARA | 276.78 | EA | 0
TACY4CY4C | Canada | CAD | MOLD,CABLE,HORZ TEE | 276.78 | EA | 0
615800UPC | Canada | CAD | ROD,GRD,5/8X10,CU BONDED | 65.85 | EA | 0
SBA144100 | Canada | CAD | CLIP ,RAIL,A=9.00, C=6.25 | 33.35 | EA | 0
PTC8E8E | Canada | CAD | MOLD,CABLE, HORZ THRU PAR | 276.78 | EA | 0
534010RES01 | Canada | CAD | FLEXIBAR,ADV,2X20X1MM,RES | 132.42 | EA | 0
534137 | Canada | CAD | BUSBAR,FLEXIBLE,ADVANCED, | 633.05 | EA | 0
SPDS300120/240 | Canada | CAD | PROTECTOR,SURGE,TDX300S,1 | 4577.14 | EA | 0
PCC1G1H | Canada | CAD | MOLD,CABLE, HORZ TAP | 276.78 | EA | 0
PB80QT6H85A | Canada | CAD | MOLD,CABLE TO RAIL,HORZ T | 906.82 | EA | 0
PBS24F | Canada | CAD | SLEEVE,FLARED,185MM2/300R | 4.59 | EA | 0
558931 | Canada | CAD | FLEX FOLD-U SHAPE MFFU | 2522.98 | EA | 0
SBRT36100177 | Canada | CAD | TOOL,STRIP,3/16X4,6SOL | 227.19 | EA | 0
534005 | Canada | CAD | FLEX ADV2MTC 6X13X0,5 | 91.22 | EA | 0
GR1161G | Canada | CAD | ONE-SHOT,CABLE TO GRD ROD | 23.52 | EA | 0
534427 | Canada | CAD | IBSB ADV 100-1030-8-10 | 113.57 | EA | 0
534019VRM01 | Canada | CAD | FLEXIBAR,ADV,5X24X1MM,VRM | 158.04 | EA | 0
CAFCA2G20 | Canada | CAD | MOLD,CABLE TO HORZ IRON,H | 168.64 | EA | 0
LPA30212V | Canada | CAD | BASE,CABLE,AND AIR TERMIN | 24.88 | EA | 0
DQC162G | Canada | CAD | MOLD,CABLE TO GRD ROD,HOR | 276.78 | EA | 0
ECRV102C15U | Canada | CAD | GROUND ROD,ASSY,KIT,10 FT | 2083.55 | EA | 0
LK1814T | Canada | CAD | COUPLER,LENTON,INTERLOK,# | 389.55 | EA | 0
534022LAM10 | Canada | CAD | FLEXIBAR,ADV,10X24X1,LAM, | 373.74 | EA | 0
PTCY6Y4 | Canada | CAD | MOLD,CABLE,HORZ THRU PARA | 276.78 | EA | 0
RRA551E | Canada | CAD | MOLD,CABLE TO REBAR,HORZ | 168.64 | EA | 0
534041PHM03 | Canada | CAD | FLEXIBAR,ADV,8X50X1MM,PHM | 211.77 | EA | 0
SB20116B | Canada | CAD | BOND,CADWELD HF,3/16X9 3/ | 8.59 | EA | 0
MBE07 | Canada | CAD | MOLD,BLANK,400500 J PRICE | 775.14 | EA | 0
LECY6EAK | Canada | CAD | MOLD,CABLE TO BUS/LUG,HOR | 276.78 | EA | 0
508066 | Canada | CAD | BRAID,FLEXIBLE, | 3995.73 | EA | 0
RBT61012A | Canada | CAD | SLEEVE,CADWELD,#6 -2 T- | 88.1 | EA | 0
HDVBR9FV8 | Canada | CAD | MOLD,CABLE TO VERT STL,VE | 376.08 | EA | 0
LPA100500 | Canada | CAD | CABLE,AL,SMOOTH WEAVE,24 | 2.16 | FT | 0
534034GE32 | Canada | CAD | FLEXIBAR,ADV,6X40X1MM,GE, | 177.74 | EA | 0
GTC371L | Canada | CAD | MOLD,CABLE TO GRD ROD,VER | 276.78 | EA | 0
716306 | Canada | CAD | DRILL,HOLLOW CORE,16MM | 363.32 | EA | 0
534026SE06 | Canada | CAD | FLEXIBAR,ADV,5X32X1MM,SE, | 277.13 | EA | 0
PQCF160-240V | Canada | CAD | SES160F240V | 1884.26 | EA | 0
EGBA14410AAT | Canada | CAD | BAR ASSY,GRD BUS,1/4X4X10 | 192.4 | EA | 0
551090 | Canada | CAD | BUSBAR SUPPORT UBS 3/10TN | 446.75 | EA | 0
534001LAM06 | Canada | CAD | FLEXIBAR,ADV,3X9X0.8,LAM, | 135.1 | EA | 0
A239EC2S182Q6LH | Canada | CAD | CLAMP,FENCE,4/0 FLEX,4/0 | 574.11 | EA | 0
PBXLK240 | Canada | CAD | LUG,KIT,ASSY.COMBO STR TO | 9999.99 | EA | 0
ERICORE053T | Canada | CAD | DOWNCONDUCTOR,LIGHTNING, | 10366.25 | EA | 0
534060ABB05 | Canada | CAD | FLEXIBAR,ADV,10X120X1,ABB | 931.58 | EA | 0
ML20MM | Canada | CAD | COUPLER,QUICK-WEDGE,20MM | 45.63 | EA | 0
534026PDI29 | Canada | CAD | FLEXIBAR,ADV,5X32X1MM,PDI | 277.55 | EA | 0
FLXPABB0048 | Canada | CAD | FLEXIBAR,ADV,6X100X1,ABB | 626.679 | EA | 0
XLVSC4L | Canada | CAD | MOLD,CABLE TO VERT STL,45 | 929.6 | EA | 0
PNC2J002 | Canada | CAD | MOLD,CABLE, VERT DEAD END | 276.78 | EA | 0
SVR3A2Q | Canada | CAD | MOLD,CABLE,VERT SPLICE | 376.08 | EA | 0
534034FL04 | Canada | CAD | FLEXIBAR,ADV,6X40X1,FL | 341.54 | EA | 0
SK48YC | Canada | CAD | CLAMP,STRUT,2 PC MILD STL | 5.73 | EA | 0
ECRV102Q4U | Canada | CAD | GROUND ROD,ASSY,KIT,10 FT | 1952.65 | EA | 0
A130AG01 | Canada | CAD | TUBING,SHRINK,HEAT, | 102.54 | EA | 0
GTC33SF | Canada | CAD | MOLD,CABLE TO GRD ROD, | 276.78 | EA | 0
GQR182C | Canada | CAD | MOLD,CABLE TO GRD ROD,VER | 376.08 | EA | 0
GLCDEY5 | Canada | CAD | MOLD,CABLE TO LUG,HORZ SP | 276.78 | EA | 0
508038 | Canada | CAD | BRAID,FLEXIBLE, | 1695.88 | EA | 0
RCE531T | Canada | CAD | MOLD,CABLE TO REBAR,VERT | 775.14 | EA | 0
B295X51Z70 | Canada | CAD | LABEL,ADHESIVE,TYPE 2 | 111.84 | EA | 0
B399AM | Canada | CAD | CLAMP,MAGNETIC,MINI CHANG | 721.15 | EA | 0
GMR163Q | Canada | CAD | MOLD,CABLE TO GRD ROD,VER | 376.08 | EA | 0
SSCY4Y1 | Canada | CAD | MOLD,CABLE,HORZ SPLICE | 276.78 | EA | 0
VVR9D | Canada | CAD | MOLD,CABLE TO VERT STL,VE | 376.08 | EA | 0
LAC4LEK | Canada | CAD | MOLD,CABLE TO BUS/LUG,HOR | 276.78 | EA | 0
PTC2L1V | Canada | CAD | MOLD,CABLE, HORZ THRU PAR | 276.78 | EA | 0
557450 | Canada | CAD | BRAID,ROUND,CU,30MMSQ,9MM | 19.6 | MR | 0
PB13ST2Q175CRLH | Canada | CAD | MOLD,CABLE TO RAIL,HORZ T | 271.52 | EA | 0
LPC122LCTO | Canada | CAD | CABLE,CU,SMOOTH WEAVE,32 | 9.78 | EA | 0
XBM2P2P | Canada | CAD | MOLD,CABLE,HORZ X LAPPED | 844.84 | EA | 0
EGBA14324LL | Canada | CAD | BAR,GRD,,BUS,1/4X3X24 LG, | 304.2 | EA | 0
AWG4 | Canada | CAD | WIRE,#4,CU,SOL BARE | 50.56 | EA | 0
B160H | Canada | CAD | FRAME,VERT SPLIT,HORZ PIP | 389.83 | EA | 0
EK16 | Canada | CAD | REBAR,CLAMP,WATERPIPE | 12.06 | EA | 0
ENDCHCH | Canada | CAD | MOLD,BUS BAR,HORZ ELL BAR | 586.79 | EA | 0
A927S012 | Canada | CAD | BOLT,CARRIAGE,1/4-20 X 1- | 0.62 | EA | 0
B150E02 | Canada | CAD | PACKING,PREFAB,.25 X 1 X | 2.99 | EA | 0
E1MULTCUTSMM | Canada | CAD | DRUM,CABLE,ERICORE,MULTI | 39.47 | EA | 0
B922CC14A | Canada | CAD | LUG,CU,1/8 X 5/8,(2)1/4 | 21.81 | EA | 0
TAC1V2G | Canada | CAD | MOLD,CABLE,HORZ TEE | 276.78 | EA | 0
B533D2Q12 | Canada | CAD | JUMPER,ASSY,12 LG, | 304.99 | EA | 0
SSC8D | Canada | CAD | MOLD,CABLE,HORZ SPLICE | 276.78 | EA | 0
VNC2CLH | Canada | CAD | MOLD,CABLE TO VERT STL,HO | 276.78 | EA | 0
VBC9D | Canada | CAD | MOLD,CABLE TO VERT STL,VE | 276.78 | EA | 0
ERICORE030T | Canada | CAD | DOWNCONDUCTOR,LIGHTNING, | 7344.87 | EA | 0
EL25A2Q | Canada | CAD | COUPLER,LENTON STANDARD, | 61.86 | EA | 0
HDGTC182V | Canada | CAD | MOLD,CABLE TO GRD ROD,VER | 276.78 | EA | 0
S17F | Canada | CAD | SLEEVE,CU,FLARED,2 RLAY | 2.08 | EA | 0
GT1182QPLUS | Canada | CAD | ONE SHOT CABLE TO GRD ROD | 35.63 | EA | 0
CAHBA1V6 | Canada | CAD | MOLD,CABLE TO HORZ CAST I | 168.64 | EA | 0
PB13ST2LA150LH | Canada | CAD | MOLD,CABLE TO RAIL,HORZ T | 271.52 | EA | 0
CAVST1TC | Canada | CAD | MOLD,CABLE TO VERT STL,45 | 269.61 | EA | 0
EL16SACF | Canada | CAD | COUPLER,LENTON,SA,#5, | 23.25 | EA | 0
LQJGH2V | Canada | CAD | MOLD,CABLE,TO BUS/LUG | 1147.17 | EA | 0
B104GK | Canada | CAD | LUG,CU,3/8 X 3 W/4-9/16 H | 104.13 | EA | 0
EGBA14448CCT | Canada | CAD | BAR,GRD BUS,1/4 X 4 X 48, | 846.3 | EA | 0
BACEAJ | Canada | CAD | MOLD,BUS BAR,HORZ SPLICE | 276.78 | EA | 0
554277 | Canada | CAD | BRAID,EARTH,SS,16MM2,CPI | 18.49 | EA | 0
XACY8Y6 | Canada | CAD | MOLD,CABLE,HORZ X SAME PL | 276.78 | EA | 0
GSC312G | Canada | CAD | MOLD,CABLE TO GRD ROD,HOR | 276.78 | EA | 0
TAC9E2Q | Canada | CAD | MOLD,CABLE,HORZ TEE | 276.78 | EA | 0
285118 | Canada | CAD | KIT,FLEXIBAR,ADV,EATON | 377.6 | EA | 0
EL28P9N | Canada | CAD | COUPLER,LENTON,SOURCED,P9 | 86.83 | EA | 0
PBC2WM | Canada | CAD | MOLD,C BOND,250KCM RLAY,P | 199.84 | EA | 0
VBC2GV6 | Canada | CAD | MOLD,CABLE TO VERT STL,VE | 276.78 | EA | 0
JD03 | Canada | CAD | DIE,HAMMER,2/0 CONC | 256.46 | EA | 0
PTC9D9D | Canada | CAD | MOLD,CABLE,HORZ THRU PAR | 276.78 | EA | 0
508000 | Canada | CAD | BRAID,FLEXIBLE, | 290.49 | EA | 0
4TIBR5 | Canada | CAD | HANGER,BRACKET,ANGL 1/4 T | 12.1 | EA | 0
XBV3Q2V | Canada | CAD | MOLD,CABLE,HORZ X LAPPED | 1215.58 | EA | 0
GRCP190Y4 | Canada | CAD | MOLD,CABLE TO GRD ROD,VER | 276.78 | EA | 0
SES320F240V | Canada | CAD | SES, 320KA, FILTER, 240V | 1554.01 | EA | 0
SBA136104 | Canada | CAD | CLIP,RAIL,A=8.50, C=6.50 | 44.21 | EA | 0
LPC31512 | Canada | CAD | BASE,CU,STRAP 1/2IN POINT | 78.09 | EA | 0
LJCCAJY2 | Canada | CAD | MOLD,CABLE TO BUS/LUG,HOR | 276.78 | EA | 0
DT248010R | Canada | CAD | TYPE 2, 480V, 1 0 | 79.4 | EA | 0
SBTBB3448B | Canada | CAD | BOND,BOOTLEG,3/4 TAB,3/16 | 15.78 | EA | 0
P105F20ETN | Canada | CAD | WELD METAL, CADWELD, F20 | 83.36 | EA | 0
ECLA250S58BX | Canada | CAD | TERMINAL LUG 5/8IN-BOX OF | 13.57 | EA | 0
534040PY06 | Canada | CAD | FLEXIBAR,ADV,6X50X1MM,PY, | 348.76 | EA | 0
MBC05CCL | Canada | CAD | MOLD,BLANK,3 X 3 X 8 IN S | 276.78 | EA | 0
LPA249ST144 | Canada | CAD | POINT,AL,BLUNT,5/8 X 144 | 105.6 | EA | 0
EGBA14648BB | Canada | CAD | BAR,ASSY,GRD BUS,1/4 X 6 | 1006.2 | EA | 0
568722 | Canada | CAD | EARTHBAR EBD44AL | 6.57 | EA | 0
ML502 | Canada | CAD | SPRING,COMP,QUICK-WEDGE,T | 65.51 | EA | 0
LC22B12D | Canada | CAD | SLEEVE,B12 SERIES,22MM, | 123.25 | EA | 0
534407 | Canada | CAD | IBSB ADV 50-230-8-10 | 20.57 | EA | 0
MS/MOVD | Canada | CAD | QUICK SALE | 2.5 | EA | 0
TAC1T1L | Canada | CAD | MOLD,CABLE,HORZ TEE | 276.78 | EA | 0
EL25A22 | Canada | CAD | COUPLER,LENTON,STANDARD, | 49.68 | EA | 0
TAC2G1L | Canada | CAD | MOLD,CABLE,HORZ TEE | 276.78 | EA | 0
RRC528D | Canada | CAD | MOLD,CABLE TO REBAR,HORZ | 276.78 | EA | 0
XB32Q2G | Canada | CAD | MOLD,CABLE,HORZ X LAPPED | 606.83 | EA | 0
ML6PKG26 | Canada | CAD | PACKAGE,QUICK-WEDGE PIN,# | 82.46 | EA | 0
A927F249 | Canada | CAD | BOLT,HEX HEAD,5/16-18X7/8 | 1.03 | EA | 0
K8R10 | Canada | CAD | K8, RETAIL 10 PACK | 8.48 | EA | 0
TAC9G9F | Canada | CAD | MOLD,CABLE,HORZ TEE | 276.78 | EA | 0
LPS663CTO | Canada | CAD | ROD,THREADED,5/8,SS | 2.9 | EA | 0
LPC127500 | Canada | CAD | CABLE,CU,ROPELAY,32 STR | 12.69 | FT | 0
XBV3D2GHQ | Canada | CAD | MOLD,CABLE,HORZ X LAPPED | 1215.58 | EA | 0
ALUM6M | Canada | CAD | MAST,SUPPORT,6M ALUMINUM | 985.26 | EA | 0
C23R1 | Canada | CAD | C23 SINGLE PACK | 346.8 | EA | 0
A130G | Canada | CAD | TUBING,HEAT SHRINK,#8 TO | 10.53 | EA | 0
SBB852EHOL010 | Canada | CAD | RAIL,BOND,TEMPORARY,10FT | 134.24 | EA | 0
RBC1V | Canada | CAD | MOLD,GRD ROD TO RECEPTACL | 276.78 | EA | 0
SBA252CO | Canada | CAD | CLIP,RETAINER,TRACK CIRCU | 1.05 | EA | 0
RBT79101 | Canada | CAD | SPLICE,KIT,#7/#9 CADWELD | 226.6 | EA | 0
CATAN1V1V | Canada | CAD | MOLD,CABLE,HORZ TEE | 339.33 | EA | 0
T349 | Canada | CAD | GREASE,LITHIUM | 37.3 | EA | 0
PTC2P1H | Canada | CAD | MOLD,CABLE, HORZ THRU PAR | 276.78 | EA | 0
B122CEBLK | Canada | CAD | LUG,CU,1/8 X 1 W/2-9/16 H | 9.82 | EA | 0
EL20C3J | Canada | CAD | COUPLER,LENTON HALF,#6,J | 42.49 | EA | 0
TAC1Y2Q | Canada | CAD | MOLD,CABLE,HORZ TEE | 276.78 | EA | 0
RBW26811 | Canada | CAD | SLEEVE,SPEED,#11 | 36.78 | EA | 0
LPA31858 | Canada | CAD | BASE,AL,SIDE MOUNT,5/8IN | 33.32 | EA | 0
RDM532C | Canada | CAD | MOLD,CABLE TO REBAR,HORZ | 844.84 | EA | 0
HDC12 | Canada | CAD | CLAMP,GRD ROD,STL BRZ,HD | 7.57 | EA | 0
RDH542Q | Canada | CAD | MOLD,CABLE TO REBAR,HORZ | 484.97 | EA | 0
569203 | Canada | CAD | DISTRIB. BLOCK UD9C630AL | 89.83 | EA | 0
PBCT92WRH | Canada | CAD | WELDER,C BOND,250KCM RLAY | 452.78 | EA | 0
EL22PPPN | Canada | CAD | PLUG,PARALLEL,LENTON | 1.19 | EA | 0
VLCSFLHHQ | Canada | CAD | MOLD,CABLE TO VERT STL, | 276.78 | EA | 0
EGBA14214HH | Canada | CAD | BAR,ASSY,GRD BUS,1/4 X 2 | 150.8 | EA | 0
L160 | Canada | CAD | CLAMP,HANDLE,E-Z CHANGE 3 | 192.17 | EA | 0
GFC16L9 | Canada | CAD | MOLD,CABLE TO GRD ROD,HOR | 276.78 | EA | 0
LPA66518 | Canada | CAD | CONNECTION,THRU,ROOF,18IN | 241.67 | EA | 0
LPC622A | Canada | CAD | CONNECTOR,CU,CABLE,THRU | 117.57 | EA | 0
TAC3Q2GW | Canada | CAD | MOLD,CABLE,HORZ TEE | 355.41 | EA | 0
ML12MM | Canada | CAD | COUPLER,QUICK-WEDGE,12MM | 30.4 | EA | 0
GRC331L | Canada | CAD | MOLD,CABLE TO GRD ROD,VER | 276.78 | EA | 0
LPLC46258 | Canada | CAD | JUMPER,LEAD,COVERED,EYE | 612.24 | EA | 0
LC25S2D | Canada | CAD | SLEEVE,S2 SERIES,25MM, | 139.06 | EA | 0
534052STB02 | Canada | CAD | FLEXIBAR,ADV,8X80X1,STB | 391.35 | EA | 0
EGBA14206BB | Canada | CAD | BAR,GRD BUS,1/4 X 2 X 6LG | 78 | EA | 0
150F76 | Canada | CAD | WELD METAL,CADWELD,F76 | 40.13 | EA | 0
PBWX6 | Canada | CAD | MOLD,BOND,FIELD MADE BOND | 148.6 | EA | 0
613412 | Canada | CAD | ROD,GRD,3/4X12,CU BONDED | 128.65 | EA | 0
EL3620A2 | Canada | CAD | COUPLER,LENTON STANDARD,# | 81 | EA | 0
XB32G2G | Canada | CAD | MOLD,CABLE,HORZ X LAPPED | 606.83 | EA | 0
PBW33S16WS | Canada | CAD | BOND KIT,STUB END WEB,500 | 53.95 | EA | 0
SBPAJA24 | Canada | CAD | BOND,JUMPER PLUG,6 COMPOS | 11.53 | EA | 0
TAC2Q1L | Canada | CAD | MOLD,CABLE,HORZ TEE | 276.78 | EA | 0
RDH612Q | Canada | CAD | MOLD,CABLE TO REBAR,HORZ | 484.97 | EA | 0
554003 | Canada | CAD | JUMPER,CU,(1)PC 1/0 CU RO | 38.92 | EA | 0
PNC2J001 | Canada | CAD | MOLD,CABLE, VERT DEAD END | 276.78 | EA | 0
TDS150M150 | Canada | CAD | MODULE, TD, 150V, 50KA | 157.07 | EA | 0
EGGBA14424QQ2A | Canada | CAD | BUSBAR,GROUND,ASSEMBLY | 418.96 | EA | 0
EHL58C2Q | Canada | CAD | HAMMERLOCK, CU, NOM | 27.65 | EA | 0
VFC1KV3.5 | Canada | CAD | MOLD,CABLE TO VERT STL,VE | 276.78 | EA | 0
EL25D16 | Canada | CAD | COUPLER,LENTON,TERMINATOR | 20.2 | EA | 0
LPS2955M5M | Canada | CAD | ADAPTER,SS,COUPLING,5/8IN | 38.12 | EA | 0
EGBA18212GG | Canada | CAD | BAR,ASSY,GRD BUS,1/8 X 2 | 115.31 | EA | 0
534007APS01 | Canada | CAD | FLEXIBAR,ADV,4X15.5X0.8MM | 127.74 | EA | 0
VGC8C | Canada | CAD | MOLD,CABLE TO VERT STL,HO | 276.78 | EA | 0
LLCEE2C | Canada | CAD | MOLD,CABLE TO BUS/LUG,VER | 276.78 | EA | 0
FLXPABB0087 | Canada | CAD | FLEXIBAR,ADV,8X63X1MM,ABB | 308.24 | EA | 0
LJCEGY8 | Canada | CAD | MOLD,CABLE TO BUS/LUG,HOR | 276.78 | EA | 0
CWP6J | Canada | CAD | CLAMP,WATER PIPE,BRZ 4-1/ | 94.25 | EA | 0
LAC3AEH | Canada | CAD | MOLD,CABLE TO BUS/LUG, | 276.78 | EA | 0
VSCY9 | Canada | CAD | MOLD,CABLE TO VERT STL,45 | 276.78 | EA | 0
HXC18001 | Canada | CAD | MOLD,STUD TO HORZ STL | 276.78 | EA | 0
LPA55112 | Canada | CAD | LUG,AL,CAST,BONDING,1/2IN | 28.24 | EA | 0
534010ABB17 | Canada | CAD | FLEXIBAR,ADV,2X20X1MM,ABB | 93.07 | EA | 0
RRH592Q | Canada | CAD | MOLD,CABLE TO REBAR,HORZ | 484.97 | EA | 0
RHS2X6H07RNF | Canada | CAD | CABLE,CU,INSULATED,6MM2, | 28.02 | EA | 0
VTC9D4 | Canada | CAD | MOLD,CABLE TO VERT STL,HO | 276.78 | EA | 0
PQS100120/240 | Canada | CAD | PROTECTOR,SURGE,PQS100,12 | 3290.52 | EA | 0
EL20P9Q | Canada | CAD | COUPLER,LENTON,POSITION, | 126.4 | EA | 0
SB20104B | Canada | CAD | BOND,CADWELD TAB,3/16X6 1 | 4.73 | EA | 0
LPS428 | Canada | CAD | POINT,SS,INDUSTRIAL STACK | 440.92 | EA | 0
534034ARZ21 | Canada | CAD | FLEXIBAR,ADV,6X40X1MM,ARZ | 344.53 | EA | 0
B151008 | Canada | CAD | PACKING,PREFAB,.25 X 4 X | 6.37 | EA | 0
CRC16PAM | Canada | CAD | MOLD,BUS TO GRD ROD,VERT | 276.78 | EA | 0
554388B | Canada | CAD | BRAID,SS,LUG,70MM2,BULK, | 114.09 | EA | 0
SBA2512B | Canada | CAD | CLIP,RETAINER,TRACK CIRCU | 13.68 | EA | 0
BMKEMEM | Canada | CAD | MOLD,BUS BAR,HORZ TEE BAR | 1255.97 | EA | 0
PBW32W00443LH | Canada | CAD | BOND KIT,IMPD SIDE,250 | 228.14 | EA | 0
EL57TA12ES | Canada | CAD | COUPLER,LENTON,A12,#18, | 250.5 | EA | 0
GTC318D | Canada | CAD | MOLD,CABLE TO GRD ROD,VER | 276.78 | EA | 0
TACY4Y4 | Canada | CAD | MOLD,CABLE,HORZ TEE | 276.78 | EA | 0
534014TRJ03 | Canada | CAD | FLEXIBAR,ADV,6X20X1,TRJ | 192.8 | EA | 0
XBV3Q2GM | Canada | CAD | MOLD,CABLE,HORZ X LAPPED | 938.81 | EA | 0
RBF50 | Canada | CAD | MATERIAL,FILLER,REBAR FER | 38.05 | EA | 0
LJCGG4L | Canada | CAD | MOLD,CABLE TO BUS/LUG,HOR | 276.78 | EA | 0
47858020AEP | Canada | CAD | ROD,GRD,5/8,CU PLATED,15 | 89.4 | EA | 0
CPC18HAL | Canada | CAD | MOLD,BUS TO GRD ROD, VERT | 276.78 | EA | 0
VGC2Q1.50 | Canada | CAD | MOLD,CABLE TO VERT STL,HO | 276.78 | EA | 0
HCA1V3 | Canada | CAD | MOLD,CABLE TO HORZ STL,HO | 168.64 | EA | 0
HDXBK3Q3QM | Canada | CAD | MOLD,CABLE,HORZ X LAPPED | 1015.53 | EA | 0
WT2SOR | Canada | CAD | O-RING,SEAL,60 DUROMETER | 33.64 | EA | 0
VBC1TV2 | Canada | CAD | MOLD,CABLE TO VERT STL,VE | 276.78 | EA | 0
PQDLBS3B208 | Canada | CAD | LABEL,SPEC,RATINGS,PQD, | 39.17 | EA | 0
CWP2JUC | Canada | CAD | CLAMP,WATER PIPE,BRZ 1-1/ | 17.94 | EA | 0
LU25FT12D | Canada | CAD | LENTON ULTIMATE,FEMALE, | 27.03 | EA | 0
B322 | Canada | CAD | CLIP,HOLDING, | 21.8 | EA | 0
PBB49748 | Canada | CAD | BOND,COMPOSITE 3RD RAIL F | 622.56 | EA | 0
LAC2QEK | Canada | CAD | MOLD,CABLE TO BUS/LUG,HOR | 276.78 | EA | 0
B2700HK | Canada | CAD | CONNECTION,ASSY,INTERNAL | 7.16 | EA | 0
563450 | Canada | CAD | BRAID,PREFAB,300X28X5MM, | 26.03 | EA | 0
635837 | Canada | CAD | KIT,GRD ROD,5/8X3,CU BOND | 284.73 | EA | 0
A928K021 | Canada | CAD | NUT,HEX,1/2-13 S.S. | 1.83 | EA | 0
LPP899GY | Canada | CAD | ADHESIVE,ROOF,10.1OZ M1 | 34.96 | EA | 0
EDT235031R | Canada | CAD | DIVERTER, ENHANCED TYPE 2 | 399.45 | EA | 0
554760 | Canada | CAD | POLY,SLEEVE,100 M,BLACK, | 1.55 | MR | 0
GLCDE2G | Canada | CAD | MOLD,CABLE TO LUG,HORZ SP | 276.78 | EA | 0
LPC30212V | Canada | CAD | BASE,CABLE,AND AIR TERMIN | 54.37 | EA | 0
RBT5101HB | Canada | CAD | MATERIAL,FILLER,#5 T-SERI | 41.2 | EA | 0
RBW65510HA | Canada | CAD | SLEEVE,CADWELD,LOW SLIP # | 118.55 | EA | 0
LPC264 | Canada | CAD | POINT,CU,TUBULAR,5/8X18IN | 94.48 | EA | 0
XLTAC2C2C | Canada | CAD | MOLD,CABLE,HORZ TEE | 328.55 | EA | 0
534416 | Canada | CAD | IBSB ADV 70-430-8-10 | 40.85 | EA | 0
E1UTKIT | Canada | CAD | TERMINATION,KIT,UPPER,E1 | 512.55 | EA | 0
534020TSL06 | Canada | CAD | FLEXIBAR,ADV, 6X24X1,TSL | 258.15 | EA | 0
FJ2Q16 | Canada | CAD | JUMPER,SWAGED,4/0 CONC, | 80.44 | EA | 0
CAFCA1V14 | Canada | CAD | MOLD,CABLE,TO HORZ C.I.PI | 168.64 | EA | 0
EGBB14414CC | Canada | CAD | BAR,GRD BUS,1/4 X 4 X 14 | 218.4 | EA | 0
550180 | Canada | CAD | BUSBAR TCB 30X10X1000 | 664.2 | EA | 0
RBT61011A | Canada | CAD | SLEEVE,CADWELD,#6 -1 | 81.36 | EA | 0
556820 | Canada | CAD | BRAID,CU,FLAT,250 AMPS | 9.05 | EA | 0
LQJJH2Q | Canada | CAD | MOLD,CABLE TO BUS/LUG, | 1147.17 | EA | 0
GTC182B | Canada | CAD | MOLD,CABLE TO GRD ROD,VER | 276.78 | EA | 0
534026PDI35 | Canada | CAD | FLEXIBAR,ADV,5X32X1MM,PDI | 174.02 | EA | 0
B2700HC60 | Canada | CAD | STRIP,BUS,ASSY,60 LG | 168.48 | EA | 0
ELK10 | Canada | CAD | KEY,CONTROL CAM,#3 (10MM) | 1099.83 | EA | 0
DT235010R | Canada | CAD | TYPE 2, 350V, 1 0 | 89.8 | EA | 0
PDCUC | Canada | CAD | DOWNCONDUCTOR,SADDLE, | 1.46 | EA | 0
GRC313Q | Canada | CAD | MOLD,CABLE TO GRD ROD,VER | 276.78 | EA | 0
YRC1V1VRH | Canada | CAD | MOLD,CABLE,HORZ Y 45 DEG | 276.78 | EA | 0
LK810 | Canada | CAD | BOLT ASSY,LENTON, INTERLO | 9.24 | EA | 0
TACY5Y2 | Canada | CAD | MOLD,CABLE,HORZ TEE | 276.78 | EA | 0
GMR182C | Canada | CAD | MOLD,CABLE TO GRD ROD,VER | 376.08 | EA | 0
B540A907 | Canada | CAD | BUSBAR,GRD,CU,1/4X6X36 IN | 373.45 | EA | 0
VSC1VV21C | Canada | CAD | MOLD,CABLE TO VERT STL,45 | 276.78 | EA | 0
LECY7PAM | Canada | CAD | MOLD,CABLE TO BUS/LUG,HOR | 276.78 | EA | 0
RBT8101H | Canada | CAD | SPLICE,KIT,#8 CADWELD T-S | 212.4 | EA | 0
FLXPMCS0001 | Canada | CAD | FLEXIBAR,ADV,6X40X1MM,MCS | 260.134 | EA | 0
SBPAJB46 | Canada | CAD | BOND,PLUG,S5 46 LONG | 21.5 | EA | 0
B102CEOL | Canada | CAD | LUG,CU,1/8 X 1 W/2-9/16 H | 19.93 | EA | 0
A109AG | Canada | CAD | CABLE,SAMPLE,12 IN LONG,2 | 19.59 | EA | 0
HDPTC2V1V | Canada | CAD | MOLD,CABLE,HORZ THRU PARA | 276.78 | EA | 0
534020SER05 | Canada | CAD | FLEXIBAR,ADV,6X24X1MM,SER | 401.19 | EA | 0
GPECEBQ0171G120 | Canada | CAD | ELECTRODE,GRD PLATE,1/16X | 274.09 | EA | 0
GR1181LPLUS | Canada | CAD | ONE-SHOT,CABLE TO GRD ROD | 28.41 | EA | 0
555035 | Canada | CAD | BRAID,CU,TINNED,CUSTOM,2 | 99999.99 | EA | 0
RBW26818 | Canada | CAD | SLEEVE,SPEED,#18 | 55.2 | EA | 0
SBS24883W2 | Canada | CAD | BOND,JOINT HEAD,3/16X7-1/ | 11.73 | EA | 0
SBXST6C | Canada | CAD | WELDER,HEAD BOND,3/16X7 1 | 401.86 | EA | 0
LPC295L5F5F | Canada | CAD | ADAPTER,CU,CPLG,5/8 FEM | 11.54 | EA | 0
MESH | Canada | CAD | MESH,GRD,WIDTH X LENGTH, | 9999.99 | EA | 0
LPS412 | Canada | CAD | POINT,SS,INDUSTRIAL STACK | 150.77 | EA | 0
RRH58Y4 | Canada | CAD | MOLD,CABLE TO REBAR,HORZ | 484.97 | EA | 0
TACY0Y8 | Canada | CAD | MOLD,CABLE,HORZ TEE | 276.78 | EA | 0
CAVNT1VLH8 | Canada | CAD | MOLD,CABLE TO VERT STL,HO | 269.61 | EA | 0
PTC2G2Q | Canada | CAD | MOLD,CABLE,HORZ THRU PARA | 276.78 | EA | 0
LPC510L | Canada | CAD | SPLICE,CU,STAMPED,CABLE | 85.49 | EA | 0
RJC521T | Canada | CAD | MOLD,CABLE TO REBAR,VERT | 276.78 | EA | 0
RHH572QM | Canada | CAD | MOLD,CABLE TO REBAR,HORZ | 369.97 | EA | 0
EL22P9J | Canada | CAD | COUPLER,LENTON POSITION, | 139.43 | EA | 0
VSC8N | Canada | CAD | MOLD,CABLE TO VERT STL, | 276.78 | EA | 0
LPC317L38 | Canada | CAD | BASE,CU,POINT,3/8 THRD,CA | 20.72 | EA | 0
HDXAC2Q2G | Canada | CAD | MOLD,CABLE,HORZ X SAME PL | 276.78 | EA | 0
534042ABB04 | Canada | CAD | FLEXIBAR, ADV, 10X50X1MM | 292.53 | EA | 0
B323T1 | Canada | CAD | FRAME,ASSY,HOLDDOWN,M129 | 105.4 | EA | 0
SBPAJ342 | Canada | CAD | BOND,PLUG,S8 3/16X42 LONG | 39.88 | EA | 0
545894 | Canada | CAD | KIT,STOP,EJECTION,18-20 | 156.17 | EA | 0
LPC243 | Canada | CAD | POINT,CU,5/8IN X 15IN | 236.37 | EA | 0
HDSSC1V | Canada | CAD | MOLD,CABLE,HORZ SPLICE | 276.78 | EA | 0
HDTAC2V3Q | Canada | CAD | MOLD,CABLE,HORZ TEE | 276.78 | EA | 0
CWP3J | Canada | CAD | CLAMP,WATER PIPE,BAZ,2 1/ | 77.64 | EA | 0
534041PHM14 | Canada | CAD | FLEXIBAR,ADV,8X50X1MM,PHM | 448.73 | EA | 0
XACY7Y4 | Canada | CAD | MOLD,CABLE,HORZ X SAME PL | 276.78 | EA | 0
XLGRC162Q | Canada | CAD | MOLD,CABLE TO GRD ROD,VER | 328.55 | EA | 0
EGBA38236GG | Canada | CAD | BAR,GRD BUS,3/8 X 2 X 36 | 374.4 | EA | 0
TDS1301TR150 | Canada | CAD | DIVERTER,TD,150V,30KA | 236.07 | EA | 0
TACY7Y5 | Canada | CAD | MOLD,CABLE,HORZ TEE | 276.78 | EA | 0
534409 | Canada | CAD | IBSB ADV 50-430-8-10 | 29.89 | EA | 0
S1V29 | Canada | CAD | MOLD,HV CABLE SPLICE,HORZ | 661.23 | EA | 0
SBCS1314 | Canada | CAD | CLAMP ASSY, BEAM, 13&14MM | 23.89 | EA | 0
HSC9B | Canada | CAD | MOLD,CABLE TO HORZ STL,HO | 276.78 | EA | 0
XLPBR2Q2Q | Canada | CAD | MOLD,CABLE,VERT PARALLEL | 3707.44 | EA | 0
631380 | Canada | CAD | ROD,GRD,1/2X8,SEC,CU BOND | 50.22 | EA | 0
534034GE11 | Canada | CAD | FLEXIBAR,ADV,6X40X1MM,GE, | 251.06 | EA | 0
PGC2Q2C | Canada | CAD | MOLD,CABLE,HORZ THRU PARA | 276.78 | EA | 0
508193 | Canada | CAD | CLAMP, | 142.44 | EA | 0
534401 | Canada | CAD | IBSB ADV 25-330-6 | 14.77 | EA | 0
CAFCA2C | Canada | CAD | MOLD,CABLE,TO HORZ C.I.PI | 168.64 | EA | 0
PB13ST1L175CRRH | Canada | CAD | MOLD,CABLE TO RAIL,HORZ T | 271.52 | EA | 0
519254 | Canada | CAD | CONNECTOR,CONDUCTOR,CU, | 7.5 | EA | 0
LJCEALY9 | Canada | CAD | MOLD,CABLE TO BUS/LUG,HOR | 276.78 | EA | 0
PB13ST2CRH | Canada | CAD | MOLD,CABLE TO RAIL,HORZ T | 271.52 | EA | 0
EL22A2 | Canada | CAD | COUPLER,LENTON STANDARD,# | 23.59 | EA | 0
B2615B | Canada | CAD | CLAMP,ASSY,BRZ C TYPE,1 1 | 268.91 | EA | 0
RCE532L | Canada | CAD | MOLD,CABLE TO REBAR,VERT | 775.14 | EA | 0
LAC2GEEW | Canada | CAD | MOLD,CABLE TO BUS/LUG,HOR | 302.99 | EA | 0
534027VRT02 | Canada | CAD | FLEXIBAR,ADV,6X32X1,VRT | 112.66 | EA | 0
534019AME02 | Canada | CAD | FLEXIBAR,ADV,5X24X1,AME | 68.07 | EA | 0
MS/CONN | Canada | CAD | QUICK SALE | 1.86 | EA | 0
XAC2C1Y | Canada | CAD | MOLD,CABLE,HORZ X SAME PL | 276.78 | EA | 0
PBAT23B46 | Canada | CAD | BOND,ARC WELD CROSS,AT2 3 | 181.91 | EA | 0
A822SB111C20 | Canada | CAD | CABLE,COIL,INSUL,GALV,3/1 | 119.13 | EA | 0
560710 | Canada | CAD | DISTANCE HOLDER 45M6 | 3.21 | EA | 0
554430 | Canada | CAD | POLY,SLEEVE,100 M,GREY, | 1.55 | MR | 0
SBA258B1 | Canada | CAD | RAIL,CLIP,2-CONDUCTOR 3/8 | 16.28 | EA | 0
534006LAM78 | Canada | CAD | FLEXIBAR,ADV,2X15.5X0.8MM | 51.4 | EA | 0
122550 | Canada | CAD | FRAME FC-450X300 | 6012.06 | EA | 0
HDGYJ183Q | Canada | CAD | MOLD,CABLE TO GRD ROD,VER | 1147.17 | EA | 0
HAR1V12GA | Canada | CAD | MOLD,#2 CONC TO .064X | 376.08 | EA | 0
HDGTC222V | Canada | CAD | MOLD,CABLE TO GRD ROD,VER | 276.78 | EA | 0
B102EG002 | Canada | CAD | LUG,CU,1/4 X 1 1/2 W/2-9/ | 56.67 | EA | 0
PCC1G1G | Canada | CAD | MOLD,CABLE,HORZ TAP PARAL | 276.78 | EA | 0
TAC8D8N | Canada | CAD | MOLD,CABLE,HORZ TEE | 276.78 | EA | 0
GR1141V | Canada | CAD | ONE-SHOT,CABLE TO GRD ROD | 23.52 | EA | 0
GNR168C | Canada | CAD | MOLD,CABLE TO GRD ROD,VER | 376.08 | EA | 0
534031L3M | Canada | CAD | FLEXIBAR,ADV,3X40X1MM,3M | 329.49 | EA | 0
EPGC1446X6 | Canada | CAD | PERIMETER,GRD,90DEG BEND | 97.62 | EA | 0
FLXPAPG0002 | Canada | CAD | FLEXIBAR,ADV,4X80X1MM,APG | 229.58 | EA | 0
XLVSC1H | Canada | CAD | MOLD,CABLE TO VERT STL,45 | 328.55 | EA | 0
ZCCSS22 | Canada | CAD | MOLD,CABLE,NO BUILD-UP | 276.78 | EA | 0
CC34SS | Canada | CAD | COUPLER,THREADLESS,SS 304 | 64.96 | EA | 0
LPT302 | Canada | CAD | FIXTURE,TOOL,LIGHTNING,AS | 1127.88 | EA | 0
LPC302L58V | Canada | CAD | BASE,CABLE,AND AIR TERMIN | 84.67 | EA | 0
LK97 | Canada | CAD | COUPLER,LENTON INTERLOK, | 102.65 | EA | 0
SBB364N2 | Canada | CAD | PLATE,GUARD COVER | 180.91 | EA | 0
GLCCEY3 | Canada | CAD | MOLD,CABLE TO LUG,HORZ SP | 276.78 | EA | 0
PBWT203S | Canada | CAD | WELDER ASSY,RAIL,PAIR,500 | 885.59 | EA | 0
508101 | Canada | CAD | BRACKET, FLEXBUS, KIT, | 120.59 | EA | 0
PB50PT4L3Q | Canada | CAD | MOLD,CABLE,HORZ THRU PARA | 423.66 | EA | 0
SBT375 | Canada | CAD | CLAMP,WIRE,INSULATED W/NA | 180.91 | EA | 0
LPC245BST | Canada | CAD | POINT,CU,BLUNT BARE,5/8IN | 80 | EA | 0
XLXAC2Q2Q | Canada | CAD | MOLD,CABLE,HORZ X SAME PL | 276.78 | EA | 0
EGBA14324NN | Canada | CAD | BAR,GRD,,BUS,1/4X3X24 LG, | 304.2 | EA | 0
SBB364H2 | Canada | CAD | SUPPORT,FINISHED,INBOARD | 180.91 | EA | 0
SB013208 | Canada | CAD | GUARD,PULLEY | 180.91 | EA | 0
PBPLUSCU2L6 | Canada | CAD | CADWELD PLUS G2 LOW TEMP | 353.13 | EA | 0
GRC14Y4 | Canada | CAD | MOLD,CABLE TO GRD ROD,VER | 276.78 | EA | 0
633450FS01 | Canada | CAD | ROD,GRD,3/4X1500MM,CU BON | 44.56 | EA | 0
XLTAC2Q3Q | Canada | CAD | MOLD,CABLE,HORZ TEE | 328.55 | EA | 0
LK308A | Canada | CAD | GROMMET,RUBBER,#8 FORM MO | 23.75 | EA | 0
GLCCE1G | Canada | CAD | MOLD,CABLE TO LUG,HORZ | 276.78 | EA | 0
534010ABB06 | Canada | CAD | FLEXIBAR,ADV,2X20X1MM,ABB | 53.96 | EA | 0
TACT6 | Canada | CAD | MOLD,CABLE,HORZ TEE | 276.78 | EA | 0
GRC141Y | Canada | CAD | MOLD,CABLE TO GRD ROD,VER | 276.78 | EA | 0
FLXPHDQ0003 | Canada | CAD | FLEXIBAR,ADV,10X80X1,HDQ, | 787.8 | EA | 0
VSC2QV1.25 | Canada | CAD | MOLD,CABLE TO VERT STL,45 | 276.78 | EA | 0
FLXPLAM0101 | Canada | CAD | FLEXIBAR,ADV,2X15.5X0.8MM | 395.01 | EA | 0
534038ABB02 | Canada | CAD | FLEXIBAR,ADV,4X50X1MM,ABB | 135.42 | EA | 0
XAC2F2F | Canada | CAD | MOLD,CABLE,HORZ X SAME PL | 276.78 | EA | 0
NDF162V | Canada | CAD | MOLD,CABLE TO GRD ROD, | 659.46 | EA | 0
LPS805 | Canada | CAD | STRAP,SS,CABLE,5/8IN WIDE | 4.59 | EA | 0
SSCS5 | Canada | CAD | MOLD,CABLE,HORZ SPLICE | 276.78 | EA | 0
VVF2GHQ | Canada | CAD | MOLD,CABLE TO VERT STL,VE | 659.46 | EA | 0
TAC2Q1KW | Canada | CAD | MOLD,CABLE,HORZ TEE | 355.41 | EA | 0
LQRCAJ14 | Canada | CAD | MOLD,CABLE TO BUS/LUG, VE | 376.08 | EA | 0
RBWS1467D | Canada | CAD | BASIN,POURING,#9 STANDARD | 292.1 | EA | 0
PCC2Q1D | Canada | CAD | MOLD,CABLE,HORZ TAP PARAL | 276.78 | EA | 0
534010SE14 | Canada | CAD | FLEXIBAR,ADV,2X20X1,SE | 81.32 | EA | 0
PTC8D8C | Canada | CAD | MOLD,CABLE, HORZ THRU PAR | 276.78 | EA | 0
LAC2LEG | Canada | CAD | MOLD,CABLE TO BUS/LUG,HOR | 276.78 | EA | 0
EGBA14208HHT | Canada | CAD | BAR ASSY,GRD BUS,1/4 X 2 | 117 | EA | 0
A12816A12 | Canada | CAD | ROD,SAMPLE,5 IN LONG,5/8 | 7.29 | EA | 0
HSC2C4 | Canada | CAD | MOLD,CABLE TO HORZ STL,HO | 276.78 | EA | 0
TAC1G1V | Canada | CAD | MOLD,CABLE,HORZ TEE | 276.78 | EA | 0
RBVA9095J | Canada | CAD | BASIN,POURING,#14 VERTICA | 685.41 | EA | 0
EL32A32K | Canada | CAD | COUPLER,LENTON,STANDARD, | 160.79 | EA | 0
SBB200P | Canada | CAD | MOLD,WEB SIGNAL BOND,35MM | 147.64 | EA | 0
FLXPABB0035 | Canada | CAD | FLEXIBAR,ADV,4X80X1,ABB | 209.37 | EA | 0
TAC4Y2G | Canada | CAD | MOLD,CABLE,HORZ TEE | 276.78 | EA | 0
A928K017 | Canada | CAD | NUT,HEX,5/16-18 S.S. | 0.57 | EA | 0
CMC18EAL | Canada | CAD | MOLD,BUS TO GRD ROD,VERT | 276.78 | EA | 0
TAC3H1Y | Canada | CAD | MOLD,CABLE,HORZ TEE | 276.78 | EA | 0
EGBA14624LL | Canada | CAD | BAR,ASSY,GRD BUS,1/4 X 6 | 491.4 | EA | 0
XLLSK2WGHS | Canada | CAD | MOLD,CABLE TO BUS/LUG,HOR | 1255.97 | EA | 0
4G16HR5 | Canada | CAD | CLIP,FIXTURE,SUPPORT TWIS | 9.66 | EA | 0
RBT111011A | Canada | CAD | SLEEVE,CADWELD,#11 -1 T | 115.18 | EA | 0
LPA237ST | Canada | CAD | POINT,AL,5/8X36IN,1/2THR | 18.38 | EA | 0
XLLQJEH2LS | Canada | CAD | MOLD,CABLE TO BUS/LUG,VER | 1098.47 | EA | 0
EGBA14620CC | Canada | CAD | BAR,GRD BUS,1/4 X 6 X 20 | 375.53 | EA | 0
TAC1V1T | Canada | CAD | MOLD,CABLE,HORZ TEE | 276.78 | EA | 0
VSCL9V3C | Canada | CAD | MOLD,CABLE TO VERT STL,45 | 276.78 | EA | 0
PBCS5RHM | Canada | CAD | MOLD,C BOND,2/0 COMPOSITE | 199.84 | EA | 0
NDR162G1T | Canada | CAD | MOLD,CABLE TO GRD ROD, | 376.08 | EA | 0
HDXAD3Q2G | Canada | CAD | MOLD,CABLE,HORZ X SAME PL | 586.79 | EA | 0
EL32D6NSS | Canada | CAD | ANCHOR,LENTON TERMINATOR, | 203.23 | EA | 0
GRC163H | Canada | CAD | MOLD,CABLE TO GRD ROD,VER | 276.78 | EA | 0
GPECEDK0242Q036 | Canada | CAD | ELECTRODE,GRD PLATE,1/8X | 1409.68 | EA | 0
534031PMR03 | Canada | CAD | FLEXIBAR,ADV,3X40X1,PMR | 128.32 | EA | 0
LPC318L12 | Canada | CAD | BASE,CU,PNT,1/2 THRD,CAST | 67.31 | EA | 0
LPC63512 | Canada | CAD | ADAPTER,CU,FLASHING FOR | 60.33 | EA | 0
F37-03-04 | Canada | CAD | TSF6A240V - PRIVATE LABEL | 567.91 | EA | 0
LPA30258 | Canada | CAD | BASE,CABLE,AND AIR TERMIN | 24 | EA | 0
TAC2Q9F | Canada | CAD | MOLD,CABLE,HORZ TEE | 276.78 | EA | 0
TACT12Q | Canada | CAD | MOLD,CABLE,HORZ TEE | 276.78 | EA | 0
534011TR03 | Canada | CAD | FLEXIBAR,ADV,3X20X1,TR | 59.46 | EA | 0
GTC312B | Canada | CAD | MOLD,CABLE TO GRD ROD,VER | 276.78 | EA | 0
555525 | Canada | CAD | BRAID,CU,TINNED,CUSTOM, | 66.41 | EA | 0
EGBA18118EE | Canada | CAD | BAR,ASSY,GRD BUS,1/8 X 1 | 136.18 | EA | 0
RRH592G | Canada | CAD | MOLD,CABLE TO REBAR,HORZ | 484.97 | EA | 0
A238LF2S24KIT | Canada | CAD | CLAMP,FENCE,4/0X24 FLEX, | 1294.02 | EA | 0
MBE04CCL | Canada | CAD | MOLD,BLANK,3 X 5 X 6 3/4 | 775.14 | EA | 0
RDH612G | Canada | CAD | MOLD,CABLE TO REBAR,HORZ | 484.97 | EA | 0
LPP93012ORN | Canada | CAD | BALL,PLASTIC,ORNAMENTAL, | 48.02 | EA | 0
HDXBZ2QS6 | Canada | CAD | MOLD,CABLE,HORZ X LAPPED | 793.75 | EA | 0
LPC902BB | Canada | CAD | BRACKET,CU,BASE,3/8X3X9-1 | 46.41 | EA | 0
ELK12 | Canada | CAD | KEY,CONTROL CAM,#4 (12MM) | 1303.63 | EA | 0
611380ESB | Canada | CAD | ROD,GRD,1/2X8,CU CLAD,10 | 38.92 | EA | 0
VSC3AV3 | Canada | CAD | MOLD,CABLE TO VERT STL,45 | 276.78 | EA | 0
RBT6101B | Canada | CAD | MATERIAL,FILLER,#6 T-SERI | 41.2 | EA | 0
HDGYR182Q | Canada | CAD | MOLD,HEAVY DUTY,4/0 CONC | 376.08 | EA | 0
563995 | Canada | CAD | BLOCK,DISTRIBUTION,TDL | 198.67 | EA | 0
GTC148D | Canada | CAD | MOLD,CABLE TO GRD ROD,VER | 276.78 | EA | 0
RBT71011HA | Canada | CAD | SLEEVE,CADWELD,#7 -1 T- | 100.16 | EA | 0
EL36C12SWSP01 | Canada | CAD | COUPLER,LENTON,SPECIAL, | 89.38 | EA | 0
RDH542V | Canada | CAD | MOLD,CABLE TO REBAR,HORZ | 484.97 | EA | 0
534030L3MP | Canada | CAD | FLEXIBAR,BUSBAR,MTO, | 99999.99 | EA | 0
633400HA01UL | Canada | CAD | ROD,GRD,3/4X10,CU CLAD,10 | 52.95 | EA | 0
534056RW48 | Canada | CAD | FLEXIBAR,ADV,6X100X1MM,RW | 606.29 | EA | 0
GMRP190D5 | Canada | CAD | MOLD,CABLE TO GRD ROD,VER | 376.08 | EA | 0
SSCY8 | Canada | CAD | MOLD,CABLE,HORZ SPLICE | 276.78 | EA | 0
XLPPF535S | Canada | CAD | MOLD,CABLE,HORZ ELL | 783.12 | EA | 0
TACSFSF | Canada | CAD | MOLD,CABLE,HORZ TEE | 276.78 | EA | 0
XLPCC2G1H | Canada | CAD | MOLD,CABLE, HORZ TAP PARA | 328.55 | EA | 0
PB19GY182Q | Canada | CAD | MOLD,CABLE TO GRD ROD,VER | 559.65 | EA | 0
TAC2G1K | Canada | CAD | MOLD,CABLE,HORZ TEE | 276.78 | EA | 0
VBC2GV1.50 | Canada | CAD | MOLD,CABLE TO VERT STL,VE | 276.78 | EA | 0
557290 | Canada | CAD | BRAID,FLAT,25X3,CU,220AMP | 19.98 | MR | 0
EGBA14308AA1TK | Canada | CAD | BAR,GRD BUS,1/4 X 3 X 8 | 273 | EA | 0
534432 | Canada | CAD | IBSB ADV 120-630-10 | 95.89 | EA | 0
563390 | Canada | CAD | BRAID,PREFAB,300X28X2.5MM | 19.12 | EA | 0
GRB2212T | Canada | CAD | BUSBAR,ASSY,1/4 X 2 X 12 | 47.1 | EA | 0
EL2220A2ES | Canada | CAD | COUPLER,LENTON STANDARD,# | 62.94 | EA | 0
TAC1T1K | Canada | CAD | MOLD,CABLE,HORZ TEE | 276.78 | EA | 0
153650 | Canada | CAD | PLUG,STEEL,EL-20-CPPS | 2.89 | EA | 0
PTC2G2C | Canada | CAD | MOLD,CABLE,HORZ THRU PARA | 276.78 | EA | 0
LJCCAJY4 | Canada | CAD | MOLD,CABLE TO BUS/LUG,HOR | 276.78 | EA | 0
715050 | Canada | CAD | CONTACT,SINGLE,SK19/14 | 14.96 | EA | 0
VBC1V | Canada | CAD | MOLD,CABLE TO VERT STL,VE | 276.78 | EA | 0
613880 | Canada | CAD | ROD,GRD,3/8X8,CU BONDED | 36.22 | EA | 0
534036ABBI12 | Canada | CAD | FLEXIBAR,ADV,10X40X1,ABBI | 164.29 | EA | 0
XAC2C1V | Canada | CAD | MOLD,CABLE,HORZ X SAME PL | 276.78 | EA | 0
EGBA14618BB | Canada | CAD | BAR,GRD BUS,1/4 X 6 X 18, | 392.6 | EA | 0
RRC528C | Canada | CAD | MOLD,CABLE TO REBAR,HORZ | 276.78 | EA | 0
RBF240 | Canada | CAD | MATERIAL,FILLER,REBAR FER | 122.31 | EA | 0
EL20CPPW | Canada | CAD | LENTON,PLUG,PLASTIC,#6, | 6.2 | EA | 0
GT1161VF | Canada | CAD | ONE-SHOT, CABLE TO GRD RO | 34.11 | EA | 0
GYJ163H | Canada | CAD | MOLD,CABLE TO GRD ROD,VER | 1147.17 | EA | 0
585297ADV | Canada | CAD | KIT,FLEXIBAR,ADV,6X32X1MM | 932.8 | EA | 0
TAC2B2Q | Canada | CAD | MOLD,CABLE,HORZ TEE | 276.78 | EA | 0
VSC9T | Canada | CAD | MOLD,CABLE TO VERT STL,45 | 276.78 | EA | 0
GYJ183Q | Canada | CAD | MOLD,CABLE TO GRD ROD,VER | 1147.17 | EA | 0
563820 | Canada | CAD | BLOCK,DISTRIBUTION,4POLE | 46.7 | EA | 0
DT130010R | Canada | CAD | TYPE 1, 300V, 1 0 | 222 | EA | 0
TAC2Q1E | Canada | CAD | MOLD,CABLE,HORZ TEE | 276.78 | EA | 0
VBC2CV5C | Canada | CAD | MOLD,CABLE TO VERT STL,VE | 276.78 | EA | 0
553040 | Canada | CAD | CONNECTOR,FLEXIBAR,50MM X | 16.74 | EA | 0
EL20P9EG | Canada | CAD | COUPLER,LENTON POSITION, | 111.14 | EA | 0
TAC2V3Q | Canada | CAD | MOLD,CABLE,HORZ TEE | 276.78 | EA | 0
GNR332C | Canada | CAD | MOLD,CABLE TO GRD ROD,VER | 376.08 | EA | 0
554428B | Canada | CAD | CPIW50-300-24B | 98.49 | EA | 0
VNC2VLH | Canada | CAD | MOLD,CABLE TO VERT STL,HO | 276.78 | EA | 0
SES320F120240D | Canada | CAD | SES, 320KA, FILTER, | 1759.26 | EA | 0
RDM532QW | Canada | CAD | MOLD,CABLE TO REBAR,HORZ | 897.26 | EA | 0
B542A004 | Canada | CAD | BAR ASSY,GRD,W/INSUL & BR | 104.35 | EA | 0
EGBA14434CC | Canada | CAD | BAR,GRD BUS,1/4 X 4 X 34 | 509.6 | EA | 0
ERICORE052T | Canada | CAD | DOWNCONDUCTOR,LIGHTNING, | 10200.68 | EA | 0
TAC2Q2W | Canada | CAD | MOLD,CABLE,HORZ TEE | 276.78 | EA | 0
HAA1T350C | Canada | CAD | MOLD,CABLE TO HORZ STL,HO | 168.64 | EA | 0
CAPTC1351V | Canada | CAD | MOLD,CABLE,HORZ THRU PARA | 269.61 | EA | 0
557320IR02 | Canada | CAD | BRAID, CU, TINNED | 128.4 | EA | 0
534431 | Canada | CAD | IBSB ADV 120-530-10 | 79.46 | EA | 0
ECRV102G4UB | Canada | CAD | GROUND ROD,ASSY,10 FT,VER | 1498.85 | EA | 0
TMGBA20L27P | Canada | CAD | BAR ASSY,GRD BUS,1/4X4X20 | 309.4 | EA | 0
LPC31212 | Canada | CAD | BASE,CU,STRAP 1/2IN POINT | 82.62 | EA | 0
563604 | Canada | CAD | BRAID,SHUNT,INSULATED, | 11.4 | EA | 0
RBT11101H | Canada | CAD | SPLICE,KIT,#11 CADWELD T- | 281.43 | EA | 0
LPC201ST | Canada | CAD | POINT,CU,BLUNT,3/8IN X | 188.7 | EA | 0
GTC16Y2 | Canada | CAD | MOLD,CABLE TO GRD ROD,VER | 276.78 | EA | 0
RCE541V | Canada | CAD | MOLD,CABLE TO REBAR,VERT | 775.14 | EA | 0
A929A094 | Canada | CAD | WASHER,FLAT,1/4 BRONZE | 6.94 | EA | 0
569052 | Canada | CAD | UD400112CU | 65.78 | EA | 0
VTC1L12 | Canada | CAD | MOLD,CABLE TO VERT STL,HO | 276.78 | EA | 0
EGBF14406LLT | Canada | CAD | BUSBAR,GRD,CU,1/4X4X6,LL | 163.8 | EA | 0
285104 | Canada | CAD | KIT,FLEXIBAR,ADV,EATON | 543.4 | EA | 0
RBVB14080J | Canada | CAD | BASIN,POURING,#14 VERTICA | 713.05 | EA | 0
ELK16 | Canada | CAD | KEY,CONTROL CAM,#5 (16MM) | 1303.63 | EA | 0
HDPTC3A2CW | Canada | CAD | MOLD,CABLE, HORZ THRU PAR | 329.2 | EA | 0
534031ABBI02 | Canada | CAD | FLEXIBAR,ADV,3X40X1MM,TIN | 63.08 | EA | 0
PCC2F1T | Canada | CAD | MOLD,CABLE,HORZ TAP PARAL | 276.78 | EA | 0
534057PSC03 | Canada | CAD | FLEXIBAR,ADV,8X100X1,PSC | 751.74 | EA | 0
534042EPI03 | Canada | CAD | FLEXIBAR,ADV,10X50X1,EPI, | 392.46 | EA | 0
B466B | Canada | CAD | CLAMP,BOTTOM,3RD RAIL | 941.1 | EA | 0
GRC16W2 | Canada | CAD | MOLD,CABLE TO GRD ROD,VER | 276.78 | EA | 0
LPC557DA | Canada | CAD | CLAMP,SUB-ASSEMBLY | 157.57 | EA | 0
RJC522C | Canada | CAD | MOLD,CABLE TO REBAR,VERT | 276.78 | EA | 0
GTP161T | Canada | CAD | MOLD,CABLE TO GRD ROD,VER | 304.14 | EA | 0
VGC1H8 | Canada | CAD | MOLD,CABLE TO VERT STL,HO | 276.78 | EA | 0
47857100AEP | Canada | CAD | ROD,GRD,1/2,CU PLATED,13 | 199.85 | EA | 0
PBCT92W | Canada | CAD | WELDER,C BOND,250KCM RLAY | 848.74 | EA | 0
SBPG11L | Canada | CAD | ONE-SHOT,MOLD,CABLE,HORZ | 21.18 | EA | 0
RBW34654 | Canada | CAD | CHAIN,ASSY,#41 FRAME | 555.06 | EA | 0
B540A905 | Canada | CAD | BUSBAR,GRD,CU,1/4X6X36 IN | 373.45 | EA | 0
534056RW37 | Canada | CAD | FLEXIBAR,ADV,6X100X1,RW | 514.12 | EA | 0
PQS100277/480 | Canada | CAD | PROTECTOR,SURGE,PQS100,27 | 3290.52 | EA | 0
RRA541H | Canada | CAD | MOLD,CABLE TO REBAR,HORZ | 168.64 | EA | 0
SBRT360001004 | Canada | CAD | TOOL,STRIP,3/16X4,6SOLX11 | 385.71 | EA | 0
CAA817A24 | Canada | CAD | BOND,STRAP,JUMPER,CU,1/16 | 22.41 | EA | 0
545861 | Canada | CAD | DIE,TOOL,11X20MM | 547.14 | EA | 0
XLVBC2C | Canada | CAD | MOLD,CABLE TO VERT STL,VE | 328.55 | EA | 0
LJCJG1V | Canada | CAD | MOLD,CABLE TO BUS/LUG,HOR | 276.78 | EA | 0
PTC9E2QW | Canada | CAD | MOLD,CABLE, HORZ THRU PAR | 329.2 | EA | 0
558945 | Canada | CAD | TOOL,FLEXIBAR,FOLDING,SMA | 1052.3 | EA | 0
GRC312L | Canada | CAD | MOLD,CABLE TO GRD ROD,VER | 276.78 | EA | 0
HDGBF18 | Canada | CAD | MOLD,GRD ROD,TO ROD/RECEP | 659.46 | EA | 0
534053RW07 | Canada | CAD | FLEXIBAR,ADV,10X80X1MM,RW | 933.82 | EA | 0
PB13ST2Q104CRLH | Canada | CAD | MOLD,CABLE TO RAIL,HORZ | 376.08 | EA | 0
ISOTMNA | Canada | CAD | TERMINATION,LOWER,DOWN CO | 75.39 | EA | 0
GBJGR182QR1 | Canada | CAD | MOLD,GRD ROD TO ROD/RECEP | 1147.17 | EA | 0
SBTBJ3442 | Canada | CAD | BOND,JUMPER,3/16 & 1 TAB | 20.41 | EA | 0
534034ARZ05 | Canada | CAD | FLEXIBAR,ADV,6X40X1MM,ARZ | 409.25 | EA | 0
HAA1V162C | Canada | CAD | MOLD,CABLE TO HORZ STL,HO | 168.64 | EA | 0
XBQY6Y6 | Canada | CAD | MOLD,CABLE,HORZ X LAPPED, | 528.45 | EA | 0
ER11000SS | Canada | CAD | 7204,STEEL,STAINLESS 1M - | 1158.72 | EA | 0
MBB14CCL | Canada | CAD | MOLD,BLANK,3 X 3 X 6 1/4 | 224.81 | EA | 0
PB20TAT2Y3 | Canada | CAD | MOLD,CABLE,HORZ TEE | 199.84 | EA | 0
RDH571V | Canada | CAD | MOLD,CABLE TO REBAR,HORZ | 484.97 | EA | 0
TDX100277/480 | Canada | CAD | PROTECTOR,SURGE,TDX,277/4 | 2239.68 | EA | 0
B150G08 | Canada | CAD | BATTING,SET DETAIL | 12.23 | EA | 0
EL20SACF | Canada | CAD | COUPLER,LENTON,#6,CLIPPED | 25.39 | EA | 0
505645 | Canada | CAD | BUSBAR,CU,TINNED,0.50X8X | 923.96 | EA | 0
ZCCSS125 | Canada | CAD | MOLD,CABLE,NO BUILD-UP | 276.78 | EA | 0
PB10SS2Q1H | Canada | CAD | MOLD,CABLE,HORZ SPLICE | 271.52 | EA | 0
HDTAC2Q9D | Canada | CAD | MOLD,CABLE,HORZ TEE | 276.78 | EA | 0
B295X51Z57 | Canada | CAD | LABEL,ADHESIVE,TYPE 2 | 111.84 | EA | 0
S1V13M | Canada | CAD | MOLD,120MM2 HV AL CABLE, | 1134.68 | EA | 0
PB10GT182J | Canada | CAD | MOLD,CABLE TO GRD ROD,VER | 271.52 | EA | 0
SBXST7DX | Canada | CAD | FRAME,HEAD BOND WELDER,T7 | 365.01 | EA | 0
508041 | Canada | CAD | BRAID,FLEXIBLE, | 1086.7 | EA | 0
534021ABBP04 | Canada | CAD | FLEXIBAR,ADV,8X24X1,ABBP | 149.6 | EA | 0
SB20136CWPW2 | Canada | CAD | BOND KIT, JOINT HEAD,3/16 | 16.72 | EA | 0
635850KPLC | Canada | CAD | GROUND ROD, 5/8"X1.5METER | 27.38 | EA | 0
GR1141LPLUS | Canada | CAD | ONE-SHOT,CABLE TO GRD ROD | 24.47 | EA | 0
TAC2C8C | Canada | CAD | MOLD,CABLE,HORZ TEE | 276.78 | EA | 0
EL25AC12SP01Q | Canada | CAD | COUPLER,LENTON,SPECIAL, | 47.04 | EA | 0
TAC3D9G | Canada | CAD | MOLD,CABLE,HORZ TEE | 276.78 | EA | 0
PTCT2Y3 | Canada | CAD | MOLD,CABLE, HORZ THRU PAR | 276.78 | EA | 0
SPDC100277/480 | Canada | CAD | PROTECTOR,SURGE,TDX100C,3 | 2488.55 | EA | 0
FLXPABB0088 | Canada | CAD | FLEXIBAR,ADV,8X63X1MM,ABB | 279.9 | EA | 0
DQC162Q | Canada | CAD | MOLD,CABLE TO GRD ROD,HOR | 276.78 | EA | 0
EGBA14424CBT | Canada | CAD | BAR,GRD BUS,1/4 X 4 X 24 | 429 | EA | 0
534026SE03 | Canada | CAD | FLEXIBAR,ADV,5X32X1MM,SE, | 265.81 | EA | 0
SSCSF | Canada | CAD | MOLD,CABLE,HORZ SPLICE | 276.78 | EA | 0
PHR1L1L | Canada | CAD | MOLD,CABLE, VERT THRU PAR | 376.08 | EA | 0
EL28SAES | Canada | CAD | COUPLER,LENTON,SA,#9,EPOX | 82.4 | EA | 0
EL6CADB | Canada | CAD | LAY-IN-LUG,TINNED CU | 7.05 | EA | 0
GYE169F | Canada | CAD | MOLD,CABLE TO GRD ROD,VER | 775.14 | EA | 0
534010ABB18 | Canada | CAD | FLEXIBAR,ADV,2X20X1MM,ABB | 88.62 | EA | 0
EGGBA14412SSS2 | Canada | CAD | BUSBAR,STL,GALV,1/4X4X12, | 419.9 | EA | 0
EGBF12448CB | Canada | CAD | BUSBAR,GRD,CU,1/2X4X48,CB | 1365 | EA | 0
FC075 | Canada | CAD | CLAMP, FENCE 2 IPS | 60.27 | EA | 0
GMR37Y6 | Canada | CAD | MOLD,CABLE TO GRD ROD,VER | 376.08 | EA | 0
TAC2Q2B | Canada | CAD | MOLD,CABLE,HORZ TEE | 276.78 | EA | 0
534034GE37 | Canada | CAD | FLEXIBAR,ADV,6X40X1MM,GE, | 373.62 | EA | 0
HDTAC3D2G | Canada | CAD | MOLD,CABLE,HORZ TEE | 276.78 | EA | 0
SBB200XRH | Canada | CAD | MOLD,WEB SIGNAL BOND,25MM | 112.15 | EA | 0
T335 | Canada | CAD | TOOL,CRIMPING, | 167.9 | EA | 0
TAC2V3D | Canada | CAD | MOLD,CABLE,HORZ TEE | 276.78 | EA | 0
534019LAM02 | Canada | CAD | FLEXIBAR,ADV,5X24X1, LAM | 304.28 | EA | 0
SBTBJ3310B | Canada | CAD | BOND,JUMPER,3/16 & 3/4 TA | 8.85 | EA | 0
VBC1VV8C | Canada | CAD | MOLD,CABLE TO VERT STL,VE | 276.78 | EA | 0
ML516 | Canada | CAD | DRIVE,PIN,QUICK-WEDGE,#5 | 55.3 | EA | 0
LJCEAHY5 | Canada | CAD | MOLD,CABLE TO BUS/LUG,HOR | 276.78 | EA | 0
K183A1 | Canada | CAD | PACKING,SAMPLE,KIT | 9.13 | EA | 0
CAHCA1LC | Canada | CAD | MOLD,CABLE TO HORZ STL,HO | 168.64 | EA | 0
PQCF320120240D | Canada | CAD | SES320F120240D | 7037.03 | EA | 0
SBA243B | Canada | CAD | CLIP,BOND KEEPER,BOTTOM | 21.84 | EA | 0
SBB492 | Canada | CAD | CLEANER,MOLD,T6,W/FLINT G | 121.49 | EA | 0
613400UPC | Canada | CAD | ROD,GRD,3/4X10,CU BONDED | 93.96 | EA | 0
XBV2Q3Q | Canada | CAD | MOLD,CABLE,HORZ X LAPPED | 1215.58 | EA | 0
CPC18EAJ | Canada | CAD | MOLD,BUS TO GRD ROD,VERT | 276.78 | EA | 0
PBWX201 | Canada | CAD | MOLD,CABLE ,PAIR WEB BOND | 164.02 | EA | 0
534029ABB01 | Canada | CAD | FLEXIBAR,ADV,10X32X1,ABB, | 167.9 | EA | 0
BMKHAMHAMM | Canada | CAD | MOLD,BUS BAR,HORZ TEE BAR | 1255.97 | EA | 0
GPECNGF012 | Canada | CAD | ELECTRODE,GRD PLATE, | 244.14 | EA | 0
EGBA14460CC | Canada | CAD | BAR,GRD BUS,1/4 X 4 X 60 | 893.1 | EA | 0
GCHSC78 | Canada | CAD | KIT,CLIP,GLUED RAIL TIE,7 | 304.24 | EA | 0
PTC1Y1Y | Canada | CAD | MOLD,CABLE, HORZ THRU PAR | 276.78 | EA | 0
EL43TD16 | Canada | CAD | COUPLER,LENTON,TERMINATOR | 62.39 | EA | 0
EGBA14424BB | Canada | CAD | BAR,GRD BUS,1/4 X 4 X 24 | 366.6 | EA | 0
549030 | Canada | CAD | BUSBAR,5 MM,THD,W,M6,32X5 | 554.57 | EA | 0
EL16A2N | Canada | CAD | COUPLER,LENTON,SOURCED,A2 | 14.95 | EA | 0
SPDM200277/480 | Canada | CAD | PROTECTOR,SURGE,TDX200M,3 | 4977.09 | EA | 0
RBWS2620LHM | Canada | CAD | BASIN,POURING,#18 SPECIAL | 839.38 | EA | 0
GRC188F | Canada | CAD | MOLD,CABLE TO GRD ROD,VER | 276.78 | EA | 0
563618 | Canada | CAD | BRAID,SHUNT,INSULATED, | 10.36 | EA | 0
HCA1L1.50 | Canada | CAD | MOLD,CABLE TO HORZ STL,HO | 168.64 | EA | 0
ERICORE086T | Canada | CAD | DOWNCONDUCTOR,LIGHTNING, | 15830.36 | EA | 0
505675 | Canada | CAD | BUSBAR,SPECIAL,C11000 CU | 27.04 | EA | 0
TAC3D9B | Canada | CAD | MOLD,CABLE,HORZ TEE | 276.78 | EA | 0
GYR16T1 | Canada | CAD | MOLD,CABLE TO GRD ROD,VER | 376.08 | EA | 0
TAC3A2QW | Canada | CAD | MOLD,CABLE,HORZ TEE | 355.41 | EA | 0
LPLC481LG | Canada | CAD | FASTENER,LEAD,COV. PINCH, | 61.13 | EA | 0
GYP18010M | Canada | CAD | MOLD,CABLE TO GRD ROD,VER | 205.88 | EA | 0
RBVC23075M | Canada | CAD | BASIN,POURING,#18 VERT | 1424.21 | EA | 0
VVR2QV14 | Canada | CAD | MOLD,CABLE TO VERT 14 STL | 376.08 | EA | 0
VBC1YV3C | Canada | CAD | MOLD,CABLE TO VERT STL,VE | 276.78 | EA | 0
PBWX401LH | Canada | CAD | MOLD,CABLE,WEB BOND TO WE | 173.03 | EA | 0
RBT320 | Canada | CAD | IGNITOR,FLINT, | 5.53 | EA | 0
GTC33SG | Canada | CAD | MOLD,CABLE TO GRD ROD,VER | 276.78 | EA | 0
SBGR1141G | Canada | CAD | ONE-SHOT,CABLE TO GRD ROD | 21.78 | EA | 0
LPC559L | Canada | CAD | CLAMP,CU,CAST,BNDG,UNIV | 47.57 | EA | 0
MBA60BT | Canada | CAD | MOLD,BLANK,150200 C PRICE | 173.76 | EA | 0
ERICORE007T | Canada | CAD | DOWNCONDUCTOR,LIGHTNING, | 2832.09 | EA | 0
RDC531G | Canada | CAD | MOLD,CABLE TO REBAR,HORZ | 276.78 | EA | 0
LJCEGS1 | Canada | CAD | MOLD,CABLE TO BUS/LUG,HOR | 276.78 | EA | 0
TAC3D2L | Canada | CAD | MOLD,CABLE,HORZ TEE | 276.78 | EA | 0
505684 | Canada | CAD | BUSBAR,SPECIAL,3/8X4,640X | 982.24 | EA | 0
PB10SS1T2G | Canada | CAD | MOLD,CABLE,HORZ SPLICE | 199.84 | EA | 0
613400CU | Canada | CAD | ROD,GRD,SOLID CU,3/4X10FT | 10.5 | EA | 0
FJ2G240 | Canada | CAD | JUMPER,SWAGED,2/0RLAYINSU | 403.43 | EA | 0
LAC3QEHW | Canada | CAD | MOLD,CABLE TO BUS/LUG,HOR | 302.99 | EA | 0
LPC664L | Canada | CAD | CONNECTION,THRU,ROOF,TCU | 184.54 | EA | 0
A809A04F40 | Canada | CAD | WIRE,CU,SOL,BARE,#6,HARD | 49.73 | EA | 0
LAC2GDE | Canada | CAD | MOLD,CABLE TO BUS/LUG,HOR | 276.78 | EA | 0
HVC22 | Canada | CAD | MOLD,STUD TO VERT STL | 276.78 | EA | 0
716654 | Canada | CAD | LUG,CABLE,CU,RKS35/12 | 6.72 | EA | 0
TDSGAWB17 | Canada | CAD | BAR ASSY,GRD BUS,WALL | 424.29 | EA | 0
B540A12695C | Canada | CAD | COVER,BUSBAR,1/2X6X94, | 363.44 | EA | 0
LPS29616A | Canada | CAD | TERMINAL,AIR,EXTENSION,PA | 50.92 | EA | 0
PGCY6Y6 | Canada | CAD | MOLD,CABLE,HORZ THRU PARA | 276.78 | EA | 0
EL12A2SS | Canada | CAD | COUPLER,LENTON STANDARD,# | 75.98 | EA | 0
GYR142C | Canada | CAD | MOLD,CABLE TO GRD ROD,VER | 376.08 | EA | 0
SBB855C1G36 | Canada | CAD | STUD,GROUNDING,AL/CU,W/PI | 99.93 | EA | 0
A929G006 | Canada | CAD | WASHER,SEALING,5/8 LEAD | 4.23 | EA | 0
B522E | Canada | CAD | CLAMP,ASSY,2 1/2 NOMINAL | 92.18 | EA | 0
RBB1892JA | Canada | CAD | SLEEVE,CADWELD,#18 B-SERI | 294.51 | EA | 0
NCR162G2C | Canada | CAD | MOLD,CABLE TO GRD ROD,HOR | 376.08 | EA | 0
CAB496A16B16 | Canada | CAD | STRAP,BOND,18 IN LG,5 PUN | 59.74 | EA | 0
EGBA14336CC | Canada | CAD | BUSBAR,GRD,CU,1/4X3X36,CC | 444.6 | EA | 0
DEPRS23299D | Canada | CAD | PROTECTOR,DATA,EQUIP,R232 | 146.46 | EA | 0
XAC1T1T | Canada | CAD | MOLD,CABLE,HORZ X SAME PL | 276.78 | EA | 0
EGGBC14412QQ | Canada | CAD | BUSBAR,STL,GALV,ASSY,1/4X | 97.88 | EA | 0
PTCB7 | Canada | CAD | MOLD,CABLE,HORZ THRU PARA | 276.78 | EA | 0
XLGTC16Y4 | Canada | CAD | MOLD,CABLE TO GRD ROD,VER | 929.6 | EA | 0
RBM2886112C | Canada | CAD | FITTING,CADWELD,#7/#8 END | 195.55 | EA | 0
LK1411SP01 | Canada | CAD | LENTON INTERLOK, TRANS, | 185.84 | EA | 0
LPC372L58 | Canada | CAD | BOLT,U,AIR TERMINAL CASTI | 65.75 | EA | 0
A929B025 | Canada | CAD | WASHER,LOCK,3/8,304SSTL | 0.79 | EA | 0
TAF6000 | Canada | CAD | FILTER,TRANSIENT,ABSORBTI | 412.39 | EA | 0
FLXPAPG0010 | Canada | CAD | FLEXIBAR,ADV,4X80X1MM,APG | 320.98 | EA | 0
VSCSFV1.25 | Canada | CAD | MOLD,CABLE TO VERT STL,45 | 276.78 | EA | 0
CAVST1HB | Canada | CAD | MOLD,CABLE TO VERT STL,45 | 269.61 | EA | 0
XBC1T1T | Canada | CAD | MOLD,CABLE,HORZ X LAPPED | 276.78 | EA | 0
EGBA14220BB | Canada | CAD | BAR,GRD BUS,1/4 X 2 X 20 | 205.4 | EA | 0
EL28SA | Canada | CAD | COUPLER,LENTON,SA,#9 | 47.6 | EA | 0
DSD1402BR24/48 | Canada | CAD | DIVERTER,SURGE,24/48V,40A | 341.76 | EA | 0
54200003 | Canada | CAD | BRAID,POWER | 61.44 | EA | 0
M22 | Canada | CAD | FRAME ASSY,WEB WELDER,PAI | 207.43 | EA | 0
XAC9C9C | Canada | CAD | MOLD,CABLE,HORZ X SAME PL | 276.78 | EA | 0
CAVHT1G6 | Canada | CAD | MOLD,CABLE TO VERT CAST I | 269.61 | EA | 0
SBS8CINORG | Canada | CAD | BOND STRAND,INSUL,S8 3/16 | 3.12 | EA | 0
534042RCB01 | Canada | CAD | FLEXIBAR,ADV,10X50X1MM,RC | 511.63 | EA | 0
534026PDI19 | Canada | CAD | FLEXIBAR,ADV,5X32X1MM,PDI | 150.03 | EA | 0
GTC312L | Canada | CAD | MOLD,CABLE TO GRD ROD,VER | 276.78 | EA | 0
IP8250_B | Canada | CAD | INSTALLATION,INSTRUCTIONS | 0.31 | EA | 0
VGC8F | Canada | CAD | MOLD,CABLE TO VERT STL,HO | 276.78 | EA | 0
TACY9Y6 | Canada | CAD | MOLD,CABLE,HORZ TEE | 276.78 | EA | 0
SES40P4803P | Canada | CAD | PROTECTOR,SURGE,480V 3PHA | 343.16 | EA | 0
GEC18 | Canada | CAD | MOLD,GRD ROD, HORZ SPLICE | 276.78 | EA | 0
EGBA14420LL | Canada | CAD | BAR,GRD BUS,1/4X4X20 | 309.4 | EA | 0
XBQ2Q9C | Canada | CAD | MOLD,CABLE,HORZ X LAPPED | 528.45 | EA | 0
534010ABB14 | Canada | CAD | FLEXIBAR,ADV,2X20X1MM,ABB | 160.52 | EA | 0
LPA222 | Canada | CAD | POINT,AL,1/2 X 12IN | 17.33 | EA | 0
B295X51Z72 | Canada | CAD | LABEL,ADHESIVE,TYPE 2 | 111.84 | EA | 0
VSC1GV8C | Canada | CAD | MOLD,CABLE TO VERT STL,45 | 276.78 | EA | 0
MTKS779EMB | Canada | CAD | MAT,GRD,6 FT X 6 FT, | 1597.06 | EA | 0
TACY4Y9 | Canada | CAD | MOLD,CABLE,HORZ TEE | 276.78 | EA | 0
DSD1101S150 | Canada | CAD | DIVERTER,SURGE,150V,10KA, | 88.89 | EA | 0
534020RW04 | Canada | CAD | FLEXIBAR,ADV,6X24X1MM,RW, | 182.87 | EA | 0
553460 | Canada | CAD | BUSBAR,CONNECTOR,12X4MM | 2.42 | EA | 0
FLXPABB0084 | Canada | CAD | FLEXIBAR,ADV,8X63X1MM,ABB | 354.916 | EA | 0
534426 | Canada | CAD | IBSB ADV 100-830-8-10 | 93.9 | EA | 0
CAGTN162GM | Canada | CAD | MOLD,CABLE TO GRD ROD,VER | 250.99 | EA | 0
611380UPC | Canada | CAD | ROD,GRD,1/2X8,CU BONDED | 50.12 | EA | 0
LPC55112 | Canada | CAD | LUG,CU,CAST,BONDING,1/2IN | 47.96 | EA | 0
B3406 | Canada | CAD | SPINDLE,GRINDER,STL, | 87.15 | EA | 0
GYE182Q | Canada | CAD | MOLD,CABLE TO GRD ROD,VER | 775.14 | EA | 0
558934 | Canada | CAD | FLEX FOLD CLAMP 63 MFFC | 939.58 | EA | 0
TGBA10L04PT | Canada | CAD | TELECOM GROUNDING BUSBAR, | 140.4 | EA | 0
EGBA14236BD | Canada | CAD | BAR,ASSY,GRD,BUS,1/4 X 2 | 351 | EA | 0
561640 | Canada | CAD | METAL SPACER M4 X 60 | 2.42 | EA | 0
A109AQ | Canada | CAD | CABLE,SAMPLE,6 IN LONG,4/ | 16.86 | EA | 0
EGFP18HD | Canada | CAD | LIGHTNING PROTECTION GALV | 7404.66 | EA | 0
SBB200R | Canada | CAD | MOLD,WEB SIGNAL BOND,10MM | 169.2 | EA | 0
RBT810101 | Canada | CAD | SPLICE,KIT,#8/#10 CADWELD | 231.46 | EA | 0
B532A1L72 | Canada | CAD | PLATE,GRD,ASSY,STRAIGHT,4 | 237.45 | EA | 0
FLXPHDQ0011 | Canada | CAD | FLEXIBAR,ADV,10X80X1,HDQ, | 361.35 | EA | 0
B295X51Z64 | Canada | CAD | LABEL,ADHESIVE,TYPE 2 | 121.9 | EA | 0
B134S | Canada | CAD | MOLD,SUPPORT,CLAMP,ASSY | 92.21 | EA | 0
RJE571L | Canada | CAD | MOLD,CABLE TO REBAR,VERT | 775.14 | EA | 0
LPC610BI12 | Canada | CAD | BASE,CU,CAST,CONCEALED | 45.32 | EA | 0
VTC1TV3C | Canada | CAD | MOLD,CABLE TO VERT STL,HO | 276.78 | EA | 0
RBT81011HSA | Canada | CAD | SLEEVE,CADWELD,#8 -1 | 130.75 | EA | 0
TAC3Q3QW | Canada | CAD | MOLD,CABLE,HORZ TEE,W/WP | 355.41 | EA | 0
RHH592Q | Canada | CAD | MOLD,CABLE TO REBAR,HORZ | 484.97 | EA | 0
MBNUPCJ240 | Canada | CAD | MESH BONDING NETWORK,UNIV | 103.9 | EA | 0
534034ARZ22 | Canada | CAD | FLEXIBAR,ADV,6X40X1MM,ARZ | 586.74 | EA | 0
VSC3S | Canada | CAD | MOLD,CABLE TO VERT STL,45 | 276.78 | EA | 0
561830 | Canada | CAD | METAL SPACER M6 X 80 | 2.68 | EA | 0
B540SPLICEKIT | Canada | CAD | KIT,SPLICE,GRD,BUS,1/2X2 | 84.57 | EA | 0
HDXAD2Q2Q | Canada | CAD | MOLD,CABLE,HORZ X SAME PL | 586.79 | EA | 0
LPC319L38 | Canada | CAD | BASE,CU,PNT,3/8 THRD,CAST | 87.18 | EA | 0
EGBA14336BBT | Canada | CAD | BAR,GRD BUS,1/4 X 3 X 36 | 538.2 | EA | 0
534045APG07 | Canada | CAD | FLEXIBAR,ADV,5X63X1MM,APG | 284.34 | EA | 0
PTCY6Y1 | Canada | CAD | MOLD,CABLE, HORZ THRU PAR | 276.78 | EA | 0
TAC9B2C | Canada | CAD | MOLD,CABLE,HORZ TEE | 276.78 | EA | 0
TAC2G9FW | Canada | CAD | MOLD,CABLE,HORZ TEE | 355.41 | EA | 0
503240 | Canada | CAD | BRAID,TINNED,FLAT,15-400 | 0.09 | EA | 0
GRC184L | Canada | CAD | MOLD,CABLE TO GRD ROD,VER | 276.78 | EA | 0
HDSSC2QW | Canada | CAD | MOLD,CABLE HORZ SPLICE | 329.2 | EA | 0
FLXPHDQ0007 | Canada | CAD | FLEXIBAR,ADV,10X100X1,HDQ | 787.66 | EA | 0
HDHSC2C | Canada | CAD | MOLD,CABLE TO HORZ STL,HO | 276.78 | EA | 0
TLR1V1V | Canada | CAD | MOLD,CABLE,VERT TEE VERT | 376.08 | EA | 0
TAC2G1VL | Canada | CAD | MOLD,CABLE,HORZ TEE | 355.41 | EA | 0
RBF55 | Canada | CAD | MATERIAL,FILLER,REBAR FER | 43.73 | EA | 0
PBW12W54B | Canada | CAD | BOND,JOINT,250 RLAY BARE | 63.57 | EA | 0
LANRJ45C6P | Canada | CAD | PROTECTOR, DATA, EQUIP, | 240.33 | EA | 0
B2700A11A | Canada | CAD | INSULATOR,SLV,BLACK,AAR T | 4.51 | EA | 0
PCC9C1G | Canada | CAD | MOLD,CABLE, HORZ TAP PARA | 276.78 | EA | 0
SSC2P | Canada | CAD | MOLD,CABLE,HORZ SPLICE | 276.78 | EA | 0
47858640AEP2 | Canada | CAD | ROD,GRD,5/8,CU PLATED,15 | 44.53 | EA | 0
534036ABBI10 | Canada | CAD | FLEXIBAR,ADV,10X40X1,ABBI | 185.17 | EA | 0
615812SG01 | Canada | CAD | ROD,GRD,5/8X12,CU BONDED, | 54.6 | EA | 0
635870 | Canada | CAD | ROD,GRD,5/8 X 7 FT,CU | 51.27 | EA | 0
LPC244MBST | Canada | CAD | POINT,CU,BLUNT BARE,16MM | 103.87 | EA | 0
554415B | Canada | CAD | BRAID,SS,LUG,70MM2,BULK | 105.64 | EA | 0
EGBA14418CC | Canada | CAD | BAR,GRD BUS,1/4 X 4 X 18 | 280.8 | EA | 0
534029ABB02 | Canada | CAD | FLEXIBAR,ADV,10X32X1,ABB, | 136.06 | EA | 0
TAC2Q1VL | Canada | CAD | MOLD,CABLE,HORZ TEE | 276.78 | EA | 0
65F33 | Canada | CAD | WELD METAL,CADWELD,F33 | 10.47 | EA | 0
XAD3H3H | Canada | CAD | MOLD,CABLE,HORZ X SAME PL | 586.79 | EA | 0
XLPTC2L2G | Canada | CAD | MOLD,CABLE, HORZ THRU PAR | 328.55 | EA | 0
GQR182L | Canada | CAD | MOLD,CABLE TO GRD ROD,VER | 376.08 | EA | 0
PB80SC4Y001 | Canada | CAD | MOLD,CABLE,HORZ SPLICE SI | 906.82 | EA | 0
EGBB14433DBT | Canada | CAD | BUSBAR,GRD,CU,1/4X4X33,DB | 575.9 | EA | 0
SB01VS4M | Canada | CAD | MOLD,CABLE TO VERT STL,45 | 180.87 | EA | 0
LJCEE2L | Canada | CAD | MOLD,CABLE TO BUS/LUG,HOR | 276.78 | EA | 0
EGBA14418BD | Canada | CAD | BUSBAR,GRD,CU,1/4X4X18,BD | 280.8 | EA | 0
A928D023 | Canada | CAD | NUT,STEEL,HEX,4-8 UNC-2H | 173.64 | EA | 0
534409LAM01 | Canada | CAD | BRAID,SHUNT,INSUL,IBSB AD | 25.01 | EA | 0
534031ABBI01 | Canada | CAD | FLEXIBAR,ADV,3X40X1MM,TIN | 45.96 | EA | 0
RCPY4 | Canada | CAD | MOLD,CABLE TO REBAR,VERT | 304.14 | EA | 0
PTC2L1Y | Canada | CAD | MOLD,CABLE, HORZ THRU PAR | 276.78 | EA | 0
GRB8424T | Canada | CAD | BUSBAR,ASSY,1/4X4X24,CU | 180.04 | EA | 0
PB10GF101V001 | Canada | CAD | MOLD,CABLE TO GRD ROD,HOR | 199.84 | EA | 0
EGBA14312BB | Canada | CAD | BAR,GRD BUS,1/4 X 3 X 12 | 163.8 | EA | 0
LPC120L | Canada | CAD | CABLE,CU,SMOOTH WEAVE,29 | 5.33 | EA | 0
TAC1G1G | Canada | CAD | MOLD,CABLE,HORZ TEE | 276.78 | EA | 0
EPGC142120 | Canada | CAD | PERIMETER,GRD,STRAIGHT, | 625.05 | EA | 0
534026PDI40 | Canada | CAD | FLEXIBAR,ADV,5X32X1MM,PDI | 130.01 | EA | 0
ZZA6X | Canada | CAD | LITERATURE,ELECTRICAL,INT | 99999.99 | EA | 0
TAC3Q9DW | Canada | CAD | MOLD,CABLE,HORZ TEE | 355.41 | EA | 0
PB72QT4T84C | Canada | CAD | MOLD,CABLE TO RAIL,HORZ T | 445.11 | EA | 0
508173 | Canada | CAD | TOOL, | 198.38 | EA | 0
ERICORE005T | Canada | CAD | DOWNCONDUCTOR,LIGHTNING, | 2491.02 | EA | 0
K222 | Canada | CAD | MOLD,KIT,GN STYLE,#6 SOL | 1108.2 | EA | 0
LQRCAL18 | Canada | CAD | MOLD,CABLE TO BUS/LUG,VER | 376.08 | EA | 0
VSC2QV1.50W | Canada | CAD | MOLD,CABLE TO VERT STL, | 302.99 | EA | 0
TAC2Q9FW | Canada | CAD | MOLD,CABLE,HORZ TEE | 355.41 | EA | 0
XLENDPAMPAM | Canada | CAD | MOLD,BUS BAR,HORZ ELL BAR | 696.55 | EA | 0
PB13ST2CLH | Canada | CAD | MOLD,CABLE TO RAIL,HORZ T | 271.52 | EA | 0
ECRE152Q4U | Canada | CAD | GROUND ROD,ASSY,EXTENTION | 1959.27 | EA | 0
RRC53Y6 | Canada | CAD | MOLD,CABLE TO REBAR, | 276.78 | EA | 0
JD06 | Canada | CAD | DIE,HAMMER,2/0 RLAY | 512.62 | EA | 0
CAPCP1V1V | Canada | CAD | MOLD,CABLE, HORZ TAP PARA | 304.14 | EA | 0
CAVHT1H4 | Canada | CAD | MOLD,CABLE TO VERT CAST I | 269.61 | EA | 0
FLXPABB0004 | Canada | CAD | FLEXIBAR,ADV,5X100X1,ABB, | 298.278 | EA | 0
22128 | Canada | CAD | WHEEL,SLOTTED,1/8X6,W/SPA | 75.63 | EA | 0
TAC3Q3H | Canada | CAD | MOLD,CABLE,HORZ TEE | 276.78 | EA | 0
LPA34458 | Canada | CAD | BASE,TERMINAL,AIR,CAST | 43.93 | EA | 0
TAC2Q8D | Canada | CAD | MOLD,CABLE,HORZ TEE | 276.78 | EA | 0
FLXPRW0015 | Canada | CAD | FLEXIBAR,ADV,5X24X1MM,RW, | 135.82 | EA | 0
631350 | Canada | CAD | ROD,GRD,1/2X5,SEC,CU BOND | 28.94 | EA | 0
LPC222B | Canada | CAD | POINT,CU,BARE,1/2IN X | 34.45 | EA | 0
FLXPVMI0001 | Canada | CAD | FLEXIBAR,ADV,10X120X1,VMI | 371.85 | EA | 0
GRC189B | Canada | CAD | MOLD,CABLE TO GRD ROD,VER | 276.78 | EA | 0
LQJEH3Q | Canada | CAD | MOLD,CABLE TO BUS/LUG,VER | 1147.17 | EA | 0
GTC161T | Canada | CAD | MOLD,CABLE TO GRD ROD,VER | 276.78 | EA | 0
RBT51012HA | Canada | CAD | SLEEVE,CADWELD,#5 -2 T- | 118.53 | EA | 0
GTT161D | Canada | CAD | MOLD,CABLE TO GRD ROD,VER | 269.61 | EA | 0
HAH2Q3C | Canada | CAD | MOLD,CABLE TO HORZ STL,HO | 484.97 | EA | 0
PGCY4Y1 | Canada | CAD | MOLD,CABLE, HORZ THRU PAR | 276.78 | EA | 0
B150G07 | Canada | CAD | BATTING,SET DETAIL | 5.62 | EA | 0
EL20S13MG | Canada | CAD | COUPLER,LENTON,#6,STRAIGH | 81.36 | EA | 0
CACHAADCA | Canada | CAD | MOLD,CABLE TO HORZ STL,HO | 168.64 | EA | 0
RBT1011101H | Canada | CAD | SPLICE,KIT,#10/#11 CADWEL | 292.1 | EA | 0
LPC443 | Canada | CAD | SPLICE,CU,BARE,PARALLEL | 84.44 | EA | 0
SSC2GW | Canada | CAD | MOLD,CABLE,HORZ SPLICE,W/ | 329.2 | EA | 0
EL12SACF | Canada | CAD | COUPLER,LENTON,#4,CLIPPED | 19.53 | EA | 0
TAC3D9H | Canada | CAD | MOLD,CABLE,HORZ TEE | 276.78 | EA | 0
GTC16Y9 | Canada | CAD | MOLD,CABLE TO GRD ROD,VER | 276.78 | EA | 0
HSC3D003W | Canada | CAD | MOLD,CABLE TO HORZ STL,HO | 302.99 | EA | 0
6158807 | Canada | CAD | KIT,GRD ROD,CU BONDED | 179.73 | EA | 0
549470 | Canada | CAD | BRACKET,SUPPORT,BUSBAR, | 12.47 | EA | 0
ECB14236 | Canada | CAD | BUSBAR,GRD,CU,1/4X2X36IN, | 93.8 | EA | 0
556970 | Canada | CAD | BRAID,PREFAB,500X23X2.1MM | 21.84 | EA | 0
NCR181E | Canada | CAD | MOLD,CABLE TO GRD ROD,HOR | 376.08 | EA | 0
XLYRF4T4P001RHS | Canada | CAD | MOLD,CABLE,HORZ Y 20 DEG | 783.12 | EA | 0
GTC168B | Canada | CAD | MOLD,CABLE TO GRD ROD,VER | 276.78 | EA | 0
534020ABB02 | Canada | CAD | FLEXIBAR,ADV,6X24X1MM,ABB | 553.22 | EA | 0
PCCY2Y2 | Canada | CAD | MOLD,CABLE,HORZ TAP PARAL | 276.78 | EA | 0
SSC2G2J | Canada | CAD | MOLD,CABLE,HORZ SPLICE | 276.78 | EA | 0
PBB285S6A132 | Canada | CAD | BOND,IMPD CENTER LEAD | 334.59 | EA | 0
EGBA14436NN | Canada | CAD | BAR,GRD BUS,1/4 X 4 X 36 | 538.2 | EA | 0
GEM25A | Canada | CAD | GROUNDING,MATL,ENHANCMENT | 59.66 | EA | 0
PBAT23B20 | Canada | CAD | BOND,ARC WELD CROSS,AT2 3 | 91.83 | EA | 0
GRC141L | Canada | CAD | MOLD,CABLE TO GRD ROD,VER | 276.78 | EA | 0
RDH542QM | Canada | CAD | MOLD,CABLE TO REBAR,HORZ | 369.97 | EA | 0
GYR189F | Canada | CAD | MOLD,CABLE TO GRD ROD,VER | 376.08 | EA | 0
XLYRF0011RHS | Canada | CAD | MOLD,CABLE,HORZ Y 20 DEG | 783.12 | EA | 0
VBC1GV2 | Canada | CAD | MOLD,CABLE TO VERT STL,VE | 276.78 | EA | 0
RBW167 | Canada | CAD | FRAME,HORZ,FOR POURING BA | 496.74 | EA | 0
RBM2660 | Canada | CAD | FRAME,CADWELD,STANDARD VE | 496.74 | EA | 0
45503116TF | Canada | CAD | SLEEVE,CU,.455IDX.517ODX1 | 2.76 | EA | 0
EGBA18312NN | Canada | CAD | BAR,ASSY,GRD BUS,1/8 X 3 | 145.34 | EA | 0
ERICORE102T | Canada | CAD | DOWNCONDUCTOR,LIGHTNING, | 18479.6 | EA | 0
CAHBA1H12 | Canada | CAD | MOLD,CABLE TO HORZ CAST I | 168.64 | EA | 0
GRP141G | Canada | CAD | MOLD,CABLE TO GRD ROD,VER | 304.2 | EA | 0
LAC9EEG | Canada | CAD | MOLD,CABLE TO BUS/LUG,HOR | 276.78 | EA | 0
CMC16PAM | Canada | CAD | MOLD,6X50MM BUS TO NOM | 276.78 | EA | 0
550980 | Canada | CAD | BUSBAR,CU,40X10MM,4M | 1225.03 | EA | 0
PQM100240D | Canada | CAD | PROTECTOR,SURGE,PQM100, 2 | 3260.05 | EA | 0
B399BS | Canada | CAD | FRAME,ASSY,2 IN MINI EZ W | 318.99 | EA | 0
EGBA14412DD | Canada | CAD | BAR,GRD BUS,1/4 X 4 X 12 | 195 | EA | 0
VBC1VV1.50 | Canada | CAD | MOLD,CABLE TO VERT STL, | 276.78 | EA | 0
TAC2QS7 | Canada | CAD | MOLD,CABLE,HORZ TEE | 276.78 | EA | 0
GEM25A | United States | CAD | GROUNDING,MATL,ENHANCMENT | 59.66 | EA | 1
154420 | Canada | CAD | FORM,FIXER, EL-22-25-HFF | 1.13 | EA | 0
FLXPLAM0080 | Canada | CAD | FLEXIBAR,ADV,2X15.5X0.8 | 480.55 | EA | 0
ELC20FS2 | Canada | CAD | COUPLER,LENTON FORM SAVER | 4.95 | EA | 0
VLC3QLH | Canada | CAD | MOLD,CABLE TO VERT STL, | 276.78 | EA | 0
PTC2Q2P | Canada | CAD | MOLD,CABLE, HORZ THRU PAR | 276.78 | EA | 0
A800A24F100 | Canada | CAD | CABLE,CU,BARE,#6 CONC,7 S | 227.67 | EA | 0
CRGS6 | Canada | CAD | CABLE,STRAP,RUNWAY GROUND | 19.81 | EA | 0
LPC2932F2M | Canada | CAD | ADAPTER,CU,COUPL.,1/2IN | 25.87 | EA | 0
LPA62612 | Canada | CAD | ADAPTER,AL,THRU-ROOF, | 80.69 | EA | 0
VVR2Q010 | Canada | CAD | MOLD,CABLE TO VERT STL,VE | 376.08 | EA | 0
GTCP160Y7 | Canada | CAD | MOLD,CABLE TO GRD ROD,VER | 276.78 | EA | 0
OMG100C2P | Canada | CAD | OMEGA LEXAN, TDX100C, 2PH | 10.32 | EA | 0
534031 | Canada | CAD | FLEX ADV2MTC 3X40X1 | 219.66 | EA | 0
GLCDE2JLP | Canada | CAD | MOLD,CABLE TO LUG,HORZ | 276.78 | EA | 0
TACY3T1 | Canada | CAD | MOLD,CABLE,HORZ TEE | 276.78 | EA | 0
TAC2V2VW | Canada | CAD | MOLD,CABLE,HORZ TEE | 355.41 | EA | 0
GTP181KM | Canada | CAD | MOLD,CABLE TO GRD ROD,VER | 205.88 | EA | 0
FLXPLAM0083 | Canada | CAD | FLEXIBAR,ADV,3X9X0.8MM, | 188.55 | EA | 0
HDPTC2G9H | Canada | CAD | MOLD,CABLE,HORZ THRU PARA | 276.78 | EA | 0
EL16A2GV | Canada | CAD | COUPLER,LENTON,STANDARD, | 69.79 | EA | 0
LU32DR16D | Canada | CAD | LENTON ULTIMATE,ANCHOR, | 19.08 | EA | 0
EL32CPPSW | Canada | CAD | LENTON,PLUG,PLASTIC,STEEL | 7.85 | EA | 0
ELFG28CA | Canada | CAD | LENTON,BAR END GAGE,FIELD | 193.16 | EA | 0
534036GE02 | Canada | CAD | FLEXIBAR,ADV,10X40X1MM,GE | 374.63 | EA | 0
534056RW21 | Canada | CAD | FLEXIBAR,ADV,6X100X1MM,RW | 541.22 | EA | 0
LPC32212 | Canada | CAD | BASE,CU,CAST TEE,1/2IN | 14.96 | EA | 0
LPEEK2V | Canada | CAD | MOLD,CABLE TO BUS,VERT TE | 775.14 | EA | 0
ECRHE152Q4U | Canada | CAD | GROUND ROD,ASSY,EXTENTION | 3710.79 | EA | 0
HDVVF9FV6 | Canada | CAD | MOLD,CABLE TO VERT STL,VE | 659.46 | EA | 0
CAHBA1V12 | Canada | CAD | MOLD,CABLE TO HORZ CAST I | 168.64 | EA | 0
534025ABBP04 | Canada | CAD | FLEXIBAR,ADV,4X32X1,ABBP | 243.11 | EA | 0
RRH56T2 | Canada | CAD | MOLD,CABLE TO REBAR,HORZ | 484.97 | EA | 0
RBT111012A | Canada | CAD | SLEEVE,CADWELD,#11 -2 T- | 128.71 | EA | 0
EWB2G9164 | Canada | CAD | BOND,ASSY,ROD/CABLE,WELDA | 88.22 | EA | 0
LJCCAJT1 | Canada | CAD | MOLD,CABLE TO BUS/LUG,HOR | 276.78 | EA | 0
LL20B1 | Canada | CAD | COUPLER,BOLTED,20MM #6 | 60.89 | EA | 0
EGBA14418BC | Canada | CAD | BUSBAR,GRD,CU,1/4X4X18,BC | 280.8 | EA | 0
GRC169E | Canada | CAD | MOLD,CABLE TO GRD ROD,VER | 276.78 | EA | 0
534055VGC02 | Canada | CAD | FLEXIBAR,ADV,5X100X1MM,VG | 68.38 | EA | 0
A800A29 | Canada | CAD | CABLE,BARE,1/0 CONC CL D | 0.61 | EA | 0
EGBA14420CC | Canada | CAD | BAR ASSY,GRD BUS,1/4X4X20 | 309.4 | EA | 0
EL10SA12 | Canada | CAD | COUPLER,LENTON,FORM SAVER | 36.5 | EA | 0
EGBA12424CCT | Canada | CAD | BAR,GRD BUS,1/2 X 4 X 24 | 622.17 | EA | 0
M12H0200HD | Canada | CAD | 1 X 24IN HDG SLOTTED CHAN | 11960 | EA | 0
BACCAJ | Canada | CAD | MOLD,BUS BAR,HORZ SPLICE | 276.78 | EA | 0
TADP9Y1 | Canada | CAD | MOLD,CABLE,HORZ TEE | 586.79 | EA | 0
CAD09 | Canada | CAD | DIE,ASSY,HAMMER,2 CONC,1 | 383.32 | EA | 0
PCC2Q2Q | Canada | CAD | MOLD,CABLE, HORZ TAP PARA | 276.78 | EA | 0
GBJGT332QR1 | Canada | CAD | MOLD,GRD ROD,TO RECEPTACL | 1270.87 | EA | 0
VVR2QV21C | Canada | CAD | MOLD,CABLE TO VERT STL,VE | 376.08 | EA | 0
LPS2832F2M | Canada | CAD | ADAPTER,SS,SWIVEL,1/2IN | 82.81 | EA | 0
VBC9CV3C | Canada | CAD | MOLD,CABLE TO VERT STL,VE | 276.78 | EA | 0
XLVSC2CV3C | Canada | CAD | MOLD,CABLE TO VERT STL,45 | 328.55 | EA | 0
534031PHM04 | Canada | CAD | FLEXIBAR,ADV,3X40X1MM,PHM | 274.92 | EA | 0
600PLUSF20 | Canada | CAD | CADWELD PLUS,WELD METAL,# | 131.33 | EA | 0
555297B | Canada | CAD | BRAID,CU,50MM2,BLK ,MBJ | 8.2 | EA | 0
LECV1CAJ | Canada | CAD | MOLD,CABLE TO BUS/LUG,HOR | 276.78 | EA | 0
TAC2Q8E | Canada | CAD | MOLD,CABLE,HORZ TEE | 276.78 | EA | 0
534019LAM10 | Canada | CAD | FLEXIBAR,ADV,5X24X1MM,LAM | 510.43 | EA | 0
EGP114 | Canada | CAD | GRD PLATE,UTILITY BUTT, | 71.02 | EA | 0
HDGTC182GW | Canada | CAD | MOLD,CABLE TO GRD ROD,VER | 355.41 | EA | 0
RTB30S2M | Canada | CAD | BARRIER,TRANSIENT,RAIL, | 170.4 | EA | 0
550430 | Canada | CAD | BUSBAR DPCB 80 X 5 | 843.91 | EA | 0
TAC1V1Y | Canada | CAD | MOLD,CABLE,HORZ TEE | 276.78 | EA | 0
CASST1V | Canada | CAD | MOLD,CABLE,HORZ SPLICE | 269.61 | EA | 0
A239HC2S242Q2RH | Canada | CAD | CLAMP,ASSY,FENCE&GATE.4/0 | 493.4 | EA | 0
ERICORE003U | Canada | CAD | DOWNCONDUCTOR,LIGHTNING, | 511.64 | EA | 0
TDX300S120/240 | Canada | CAD | PROTECTOR,SURGE,TDX300S | 4383.98 | EA | 0
LPS27255 | Canada | CAD | ROD,SOLID EXTENSION,SS, | 235.94 | EA | 0
715360 | Canada | CAD | DEVICE,CLAMPING,RAIL,BSK | 1338.01 | EA | 0
VSC9FV3C | Canada | CAD | MOLD,CABLE TO VERT STL,45 | 276.78 | EA | 0
EPGA141120 | Canada | CAD | PERIMETER,GRD,ASSY,STRAIG | 426.05 | EA | 0
PBAT12S10 | Canada | CAD | BOND,ARC WELD JOINT,AT1 | 71.32 | EA | 0
GRC182E | Canada | CAD | MOLD,CABLE TO GRD ROD,VER | 276.78 | EA | 0
B295BLNKT28 | Canada | CAD | LABEL,TRANSFER,BLANK,3 X | 240.05 | EA | 0
633440 | Canada | CAD | ROD,GRD,3/4X4,SEC,CU BOND | 44.4 | EA | 0
534034ARZ33 | Canada | CAD | FLEXIBAR,ADV,6X40X1MM,ARZ | 410.83 | EA | 0
PBXL72QVJH150BS | Canada | CAD | MOLD,RAIL,1/2X2CU & 150 B | 462.2 | EA | 0
B405A | Canada | CAD | HINGE,ASSY,FRONT COVER DR | 9.96 | EA | 0
RBT91012HA | Canada | CAD | SLEEVE,CADWELD,#9-2 T-SER | 137.94 | EA | 0
557260IR11 | Canada | CAD | BRAID,CU,TINNED,25MM2,M10 | 27.39 | EA | 0
EGBA14224GG | Canada | CAD | BAR,ASSY,GRD BUS, 1/4 X 2 | 241.8 | EA | 0
534018L3M | Canada | CAD | FLEXIBAR,ADV,4X24X1MM,3M | 247.08 | EA | 0
PPC2G2G | Canada | CAD | MOLD,CABLE, HORZ ELL | 276.78 | EA | 0
RBW73918SVS | Canada | CAD | INSTALLATION KIT,EQUIP,#1 | 2889.19 | EA | 0
LPC477 | Canada | CAD | TUBE,CU,PROTECTOR | 803.61 | EA | 0
SRF3125N | Canada | CAD | SRF,N-SERIES, 3PH,125A, | 6674.9 | EA | 0
ZZCADWELDENGNRG | Canada | CAD | CADWELD ENGINEERING SERVI | 99999.99 | EA | 0
541776 | Canada | CAD | FLEXIBAR END COVER 32 | 1.83 | EA | 0
NDR161G | Canada | CAD | MOLD,CABLE TO GRD ROD,HOR | 376.08 | EA | 0
LPA229ST79 | Canada | CAD | POINT,AL,BLUNT,1/2X79IN, | 65.85 | EA | 0
A238GC2S24KIT | Canada | CAD | CLAMP,FENCE,4/0X24 FLEX, | 690.2 | EA | 0
PB10PLCE2G | Canada | CAD | MOLD,CABLE TO LUG,HORZ SP | 199.84 | EA | 0
LPC150CTO | Canada | CAD | CABLE,CU,MINI SMOOTH | 5.3 | EA | 0
GTC16T1 | Canada | CAD | MOLD,CABLE TO GRD ROD,VER | 276.78 | EA | 0
EGBA14420CB | Canada | CAD | BAR,GRD BUS,1/4 X 4 X 20 | 309.4 | EA | 0
PBXLB971A1 | Canada | CAD | BATTERY ASSY,EXOLON | 180.45 | EA | 0
519175B | Canada | CAD | BRAID,STAINLESS,STEEL | 36.65 | EA | 0
HDTAC2G2GW | Canada | CAD | MOLD,CABLE,HORZ TEE | 355.41 | EA | 0
VGC1V2.50 | Canada | CAD | MOLD,CABLE TO VERT STL,HO | 276.78 | EA | 0
LPC29658A | Canada | CAD | TERMINAL,AIR,EXTENSION,PA | 123.37 | EA | 0
XBP1H1H | Canada | CAD | MOLD,CABLE,HORZ X LAPPED | 304.14 | EA | 0
TAC9C9G | Canada | CAD | MOLD,CABLE,HORZ TEE | 276.78 | EA | 0
LPC2942F5F | Canada | CAD | ADAPTER,CU,COUPL.,1/2IN | 25.87 | EA | 0
PBAL12Q00166 | Canada | CAD | BOND,JOINT,AL1 4/0 19 STR | 222.13 | EA | 0
TAC8D8C | Canada | CAD | MOLD,CABLE,HORZ TEE | 276.78 | EA | 0
6358660 | Canada | CAD | EARTH ROD, CU BOND,THREAD | 47.1 | EA | 0
SK40YC | Canada | CAD | CLAMP,STRUT,2 PC MILD STL | 4.55 | EA | 0
PBWY4RH | Canada | CAD | MOLD,RAIL,CABLE HORZ TO W | 181.84 | EA | 0
TDX200M277/480T | Canada | CAD | PROTECTOR,SURGE,TDX200M,3 | 2919.07 | EA | 0
TAC2P1K | Canada | CAD | MOLD,CABLE,HORZ TEE | 276.78 | EA | 0
534027VRT08 | Canada | CAD | FLEXIBAR,ADV,6X32X1,VRT | 108.1 | EA | 0
XLPTCY4Y4 | Canada | CAD | MOLD,CABLE,HORZ THRU PARA | 328.55 | EA | 0
534527 | Canada | CAD | IBS ADV 240-430-12 | 206.17 | EA | 0
534019AME08 | Canada | CAD | FLEXIBAR,ADV,5X24X1,AME | 113.93 | EA | 0
A928B026 | Canada | CAD | NUT,HEX,1/4-20 STAINLESS | 0.1 | EA | 0
EL36D16N | Canada | CAD | COUPLER,LENTON,D16,#11 | 23.36 | EA | 0
XADT6T2 | Canada | CAD | MOLD,CABLE,HORZ X SAME PL | 586.79 | EA | 0
RPSCW2STPXA | Canada | CAD | CROSSOVER,2 STEPS,ANGLE | 15271.67 | EA | 0
LPC66524 | Canada | CAD | CONNECTION,THRU,ROOF,W/PV | 297.15 | EA | 0
GRC142G | Canada | CAD | MOLD,CABLE TO GRD ROD,VER | 276.78 | EA | 0
XLSSC2V | Canada | CAD | MOLD,CABLE,HORZ SPLICE | 328.55 | EA | 0
EL28P9NES | Canada | CAD | COUPLER,LENTON,SOURCED,P9 | 114.15 | EA | 0
XLPB60YR4X001 | Canada | CAD | MOLD,CABLE,HORZ Y 77 DEG | 929.6 | EA | 0
PB20TA2Q1V | Canada | CAD | MOLD,CABLE,HORZ TEE | 199.84 | EA | 0
XLGTC189FW | Canada | CAD | MOLD,CABLE TO GRD ROD,VER | 1008.23 | EA | 0
HY15LM | Canada | CAD | GROUT,PREMIUM,INTERLOK, | 95.56 | EA | 0
534019STK07 | Canada | CAD | FLEXIBAR,ADV,5X24X1MM,STK | 84.2 | EA | 0
XADY9Y7 | Canada | CAD | MOLD,CABLE,HORZ X SAME PL | 586.79 | EA | 0
GBJGT182GR1 | Canada | CAD | MOLD,GRD ROD TO ROD/RECEP | 1147.17 | EA | 0
UTB30DPM | Canada | CAD | PROTECTOR,SURGE,UTB REPLA | 181.16 | EA | 0
VSC3QV3.50 | Canada | CAD | MOLD,CABLE TO VERT STL,45 | 276.78 | EA | 0
SBB2721B | Canada | CAD | SHUNT,DUAL BASE,0.06 OHM | 366.54 | EA | 0
547910 | Canada | CAD | MOLD,MRR50G | 47.07 | EA | 0
534131 | Canada | CAD | BUSBAR,FLEXIBLE,ADVANCED, | 329.47 | EA | 0
RRH582V | Canada | CAD | MOLD,CABLE TO REBAR,HORZ | 484.97 | EA | 0
TAC2C9Q | Canada | CAD | MOLD,CABLE,HORZ TEE | 276.78 | EA | 0
A235K2Q5LH | Canada | CAD | CLAMP,ASSY,FENCE POST & G | 363.26 | EA | 0
POOLMESH3100 | Canada | CAD | MESH,GRD,3 FT X 100 FT, | 1703.16 | EA | 0
TACY7Y8 | Canada | CAD | MOLD,CABLE,HORZ TEE | 276.78 | EA | 0
XB43D3D | Canada | CAD | MOLD,CABLE,HORZ X LAPPED | 990.2 | EA | 0
CAHEA1V | Canada | CAD | MOLD,CABLE TO HORZ CAST I | 168.64 | EA | 0
LPA30212 | Canada | CAD | BASE,CABLE,AND AIR TERMIN | 24 | EA | 0
GFCP120Y5 | Canada | CAD | MOLD,CABLE TO GRD ROD,HOR | 276.78 | EA | 0
PTC3D2GW | Canada | CAD | MOLD,CABLE, HORZ THRU PAR | 329.2 | EA | 0
EGBA14412AA | Canada | CAD | BAR ASSY,GRD BUS,1/4X4X12 | 195 | EA | 0
LPC262 | Canada | CAD | POINT,CU,TUBULAR,5/8X12IN | 81.6 | EA | 0
GTC16Y0 | Canada | CAD | MOLD,CABLE TO GRD ROD,VER | 276.78 | EA | 0
ML510 | Canada | CAD | HANDLE,QUICK-WEDGE,PIN DR | 54.86 | EA | 0
LPA555 | Canada | CAD | LUG,AL,CAST,BONDING,1/4IN | 15.55 | EA | 0
SCB8002APLUS | Canada | CAD | CADWELD PLUS F80,#800,W/ | 110.31 | EA | 0
VBC2LV3C | Canada | CAD | MOLD,CABLE TO VERT STL, | 276.78 | EA | 0
A805A40INSF | Canada | CAD | CABLE,COMPOSITE,CONDUCTOR | 24.67 | EA | 0
A928K018 | Canada | CAD | NUT,HEX,3/8-16 BRONZE | 1.52 | EA | 0
LK11PKG | Canada | CAD | COUPLER,LENTON INTERLOK, | 127.6 | EA | 0
LU28FT12D | Canada | CAD | LENTON ULTIMATE,FEMALE, | 29.01 | EA | 0
HAA1L4 | Canada | CAD | MOLD,CABLE TO HORZ STL,HO | 168.64 | EA | 0
508027 | Canada | CAD | BRAID,FLEXIBLE, | 1361.11 | EA | 0
553100 | Canada | CAD | CLAMP,BUSBAR,HCBC 80 | 129.42 | EA | 0
INTCPTMIDYN | Canada | CAD | DYNASPHERE TO 28MM MAST | 123.42 | EA | 0
HSCSE | Canada | CAD | MOLD,CABLE TO HORZ STL,HO | 276.78 | EA | 0
CAFSA1VA | Canada | CAD | MOLD,CU TUBE TO BUS,VERT | 168.64 | EA | 0
EL12A2N | Canada | CAD | COUPLER,LENTON,SOURCED,A2 | 11.95 | EA | 0
555533 | Canada | CAD | BRAID,CU,TINNED,CUSTOM, | 166.26 | EA | 0
GC065 | Canada | CAD | CLAMP, GROUND ROD 5/8-3/4 | 48.44 | EA | 0
EGBA14436AA | Canada | CAD | BAR,GRD BUS,1/4 X 4 X 36 | 538.2 | EA | 0
EPT1425 | Canada | CAD | COUPLER,MACHINED,COPPER W | 48.91 | EA | 0
EGBA14218NN | Canada | CAD | BAR,GRD BUS,1/4 X 2 X 18 | 187.2 | EA | 0
VSC9HV8 | Canada | CAD | MOLD,CABLE TO VERT STL,45 | 276.78 | EA | 0
534027RW20 | Canada | CAD | FLEXIBAR,ADV,6X32X1,RW | 51.31 | EA | 0
S429F2J | Canada | CAD | SLEEVE,CU,FLARED,2/0 RLAY | 3.17 | EA | 0
GTP161V | Canada | CAD | MOLD,CABLE TO GRD ROD,VER | 304.14 | EA | 0
CAGRT181HM | Canada | CAD | MOLD,CABLE TO GRD ROD,VER | 218 | EA | 0
B802D01A5 | Canada | CAD | PLATE,ASSY,GRD,RISER,LOW | 4.94 | EA | 0
PBW13S00150B | Canada | CAD | BOND,JOINT,500 RLAY INSUL | 272.95 | EA | 0
LPA254 | Canada | CAD | POINT,AL,TUBULAR,5/8X18IN | 73.98 | EA | 0
EGBA14612CCT | Canada | CAD | BAR,GRD BUS,1/4 X 6 X 12 | 359.79 | EA | 0
HDGYE182G | Canada | CAD | MOLD,CABLE TO GRD ROD,VER | 775.14 | EA | 0
PTCY4W3 | Canada | CAD | MOLD,CABLE,HORZ YHRU PARA | 276.78 | EA | 0
534020ABB01 | Canada | CAD | FLEXIBAR,ADV,6X24X1MM,ABB | 222.94 | EA | 0
534026SE09 | Canada | CAD | FLEXIBAR,ADV,5X32X1MM,SE, | 436.79 | EA | 0
LPC120250 | Canada | CAD | CABLE,CU,SMOOTH WEAVE,29 | 5.33 | FT | 0
DSD50M1060DC | Canada | CAD | REPLACEMENT MODULE, 1060V | 183.7 | EA | 0
NDR161T | Canada | CAD | MOLD,CABLE TO GRD ROD,HOR | 376.08 | EA | 0
RTC522Q | Canada | CAD | MOLD,CABLE TO REBAR,HORZ | 276.78 | EA | 0
VFC1L | Canada | CAD | MOLD,CABLE TO VERT STL,TA | 276.78 | EA | 0
XLHSC3Q | Canada | CAD | MOLD,CABLE TO HORZ STL,HO | 929.6 | EA | 0
SSC9BW | Canada | CAD | MOLD,CABLE,HORZ SPLICE | 329.2 | EA | 0
GRC182V | Canada | CAD | MOLD,CABLE TO GRD ROD,VER | 276.78 | EA | 0
WD79 | Canada | CAD | HAMMER,DIE,500RLAY | 362.71 | EA | 0
MTKS3174 | Canada | CAD | MAT,PORT,3 X 3 FT 4 X 4 I | 1436.81 | EA | 0
553490 | Canada | CAD | CONNECTOR,CLIP,M6 12X5 ZB | 2.42 | EA | 0
LK608 | Canada | CAD | DISK,SEALING,LENTON,INTER | 10.44 | EA | 0
XBM2C2QW | Canada | CAD | MOLD,CABLE,HORZ X LAPPED | 949.68 | EA | 0
LPC125250 | Canada | CAD | CABLE,CU,ROPELAY,24 STR X | 10.21 | FT | 0
EL25C12SWSP01 | Canada | CAD | COUPLER,LENTON,SPECIASIL, | 74.35 | EA | 0
PGCY1Y1 | Canada | CAD | MOLD,CABLE, HORZ THRU PAR | 276.78 | EA | 0
534026PDI38 | Canada | CAD | FLEXIBAR,ADV,5X32X1MM,PDI | 130.01 | EA | 0
EL36SA | Canada | CAD | COUPLER,LENTON,SA,#11 | 56.16 | EA | 0
554830 | Canada | CAD | POLY,SLEEVE,50 M,BLACK, | 3.82 | MR | 0
GFC121H | Canada | CAD | MOLD,CABLE TO GRD ROD,HOR | 276.78 | EA | 0
534047 | Canada | CAD | FLEX ADV2MTC 8X63X1 | 908.18 | EA | 0
HDVFR2C | Canada | CAD | MOLD,CABLE TO VERT STL,VE | 376.08 | EA | 0
152850 | Canada | CAD | FORM,FIXER, EL-14-16-HFF | 1.13 | EA | 0
C14H0100S4 | Canada | CAD | 13/16 X 1-5/8 X 12I,304SS | 139126887.4 | EA | 0
EGBA14648CC | Canada | CAD | BAR,ASSY,GRD,BUS,1/4X6X48 | 1006.2 | EA | 0
TAC1K1H | Canada | CAD | MOLD,CABLE,HORZ TEE | 276.78 | EA | 0
VVC1V | Canada | CAD | MOLD,CABLE TO VERT STL,VE | 276.78 | EA | 0
HSD4Y | Canada | CAD | MOLD,CABLE TO HORZ STL, | 586.79 | EA | 0
A927F025 | Canada | CAD | BOLT,HEX HEAD,5/16-18 X 1 | 0.34 | EA | 0
615865WS01 | Canada | CAD | ROD,GRD,5/8X6,CU BONDED, | 26.01 | EA | 0
TCR1T1T | Canada | CAD | MOLD,CABLE,VERT TEE HORZ | 376.08 | EA | 0
RHC542L | Canada | CAD | MOLD,CABLE TO REBAR,HORZ | 276.78 | EA | 0
RBC1176 | Canada | CAD | SPLICE,KIT,#11 CADWELD C- | 130.81 | EA | 0
585300ADV | Canada | CAD | FLEXIBAR,KIT,ADV,2X32X1 | 130.85 | EA | 0
SBPAJA48TA | Canada | CAD | BOND,PLUG,S1 48 LONG,NYCT | 15.65 | EA | 0
EL14A12 | Canada | CAD | COUPLER,LENTON,A12,#14MM | 21.4 | EA | 0
503220WTE01 | Canada | CAD | BRAID,CU,TIN,250MM2,1LYR, | 62.2 | EA | 0
EGBA14260JJ | Canada | CAD | BAR,GRD BUS,1/4 X 2 X 60 | 581.1 | EA | 0
EDT230040R | Canada | CAD | ENHANCED TYPE 2, 300V, 40 | 373.17 | EA | 0
LJCCALY5 | Canada | CAD | MOLD,CABLE TO BUS/LUG,HOR | 276.78 | EA | 0
RCPY5 | Canada | CAD | MOLD,CABLE TO REBAR,VERT | 304.14 | EA | 0
GTT161LM | Canada | CAD | MOLD,CABLE TO GRD ROD,VER | 180.87 | EA | 0
A130AE | Canada | CAD | TUBING,HEAT SHRINK,33/8, | 83.16 | EA | 0
CAHBA1L | Canada | CAD | MOLD,CABLE TO HORZ CAST I | 168.64 | EA | 0
SBB855F1G36 | Canada | CAD | STUD,TRANSITION,ASSY W/NO | 92.72 | EA | 0
LAC2VEG | Canada | CAD | MOLD,CABLE TO BUS/LUG, | 276.78 | EA | 0
RBW7391811H | Canada | CAD | INSTALLATION,KIT,EQUIP, | 2592.86 | EA | 0
290089 | Canada | CAD | BRAID,CU,TINNED,CUSTOM | 7.76 | EA | 0
EL20D6SS | Canada | CAD | COUPLER,LENTON TERMINATOR | 91.24 | EA | 0
GTT311L | Canada | CAD | MOLD,CABLE TO GRD ROD,VER | 269.61 | EA | 0
716213 | Canada | CAD | RAIL,DRILLING,TEMPLATE | 349.44 | EA | 0
HDGTC162C | Canada | CAD | MOLD, CABLE TO GRD ROD,VE | 276.78 | EA | 0
SSC2G | Canada | CAD | MOLD,CABLE,HORZ SPLICE | 276.78 | EA | 0
SSC1T | Canada | CAD | MOLD,CABLE,HORZ SPLICE | 276.78 | EA | 0
PCC1G9E | Canada | CAD | MOLD,CABLE,HORZ TAP PARAL | 276.78 | EA | 0
RBW34676C | Canada | CAD | CHAIN,ASSY,#41 22 1/2 IN | 82.7 | EA | 0
CDMV0112 | Canada | CAD | MOLD,GRAPHITE,MULTI,VERT | 277.28 | EA | 0
CC2074/0 | Canada | CAD | XFMR GR CLAMP,VISE,2/0SOL | 44.47 | EA | 0
XB4Y8Y8 | Canada | CAD | MOLD,CABLE,HORZ X LAPPED | 990.2 | EA | 0
SSC2Q2G | Canada | CAD | MOLD,CABLE,HORZ SPLICE | 276.78 | EA | 0
MBA83 | Canada | CAD | MOLD,BLANK,4565 C PRICE | 167.87 | EA | 0
PB10LA4LGG | Canada | CAD | MOLD,CABLE TO BUS/LUG,HOR | 199.84 | EA | 0
TAC3A9C | Canada | CAD | MOLD,CABLE,HORZ TEE | 276.78 | EA | 0
XLGYE182Q | Canada | CAD | MOLD,CABLE TO GRD ROD,VER | 865.64 | EA | 0
XBVSJSJ | Canada | CAD | MOLD,CABLE,HORZ X LAPPED | 1215.58 | EA | 0
534041KOM11 | Canada | CAD | FLEXIBAR,ADV,8X50X1MM,KOM | 294.36 | EA | 0
CAGRP181K | Canada | CAD | MOLD,CABLE TO GRD ROD,VER | 304.14 | EA | 0
XLRDM512Q | Canada | CAD | MOLD,CABLE TO REBAR,HORZ | 1508.82 | EA | 0
BWCEAL | Canada | CAD | MOLD,BUS/LUG TO VERT STL, | 276.78 | EA | 0
VSC1TV.75 | Canada | CAD | MOLD,CABLE TO VERT STL,45 | 276.78 | EA | 0
LAC1LCE | Canada | CAD | MOLD,CABLE TO BUS/LUG,HOR | 276.78 | EA | 0
615883HA01UL | Canada | CAD | ROD,GRD,5/8X8,CU CLAD,13 | 54.31 | EA | 0
PCC1V1H | Canada | CAD | MOLD,CABLE, HORZ TAP PARA | 276.78 | EA | 0
545695 | Canada | CAD | BUSBAR,HYDRAULIC,CUTTER, | 652.21 | EA | 0
534040SI01 | Canada | CAD | FLEXIBAR,ADV,6X50X1MM,SI, | 502.39 | EA | 0
LPC272LCTO | Canada | CAD | ROD,SOLID EXTENSION,CU, | 255.63 | EA | 0
TAC4L2L | Canada | CAD | MOLD,CABLE,HORZ TEE | 276.78 | EA | 0
RBM2890S | Canada | CAD | FRAME,CADWELD,FOR POURING | 630.7 | EA | 0
B540A516 | Canada | CAD | BUSBAR,ASSY,FAA,1/4X4X12 | 489.01 | EA | 0
B2618B | Canada | CAD | REEL,ASSY,STATIC GRD,.09 | 972.11 | EA | 0
VBC2GV3C | Canada | CAD | MOLD,CABLE TO VERT STL,VE | 276.78 | EA | 0
534020FW03 | Canada | CAD | FLEXIBAR,ADV,6X24X1MM,FW, | 308.8 | EA | 0
561142 | Canada | CAD | BLOCK,SPLICE,350AMP,LUG, | 61.04 | EA | 0
A2412J | Canada | CAD | SLEEVE,COMPRESSION LUG, | 5.1 | EA | 0
EGBA14212TES | Canada | CAD | BAR ASSY,GRD BUS,1/4X2X12 | 132.6 | EA | 0
B102GHOL | Canada | CAD | LUG,CU,3/8 X 2 W/2-9/16 H | 93.35 | EA | 0
PAC2C2C | Canada | CAD | MOLD,CABLE,HORZ TAP PARAL | 276.78 | EA | 0
GTC162V | Canada | CAD | MOLD,CABLE TO GRD ROD,VER | 276.78 | EA | 0
32F80 | Canada | CAD | WELD METAL,CADWELD,F80 | 12.92 | EA | 0
VSC2JHQ | Canada | CAD | MOLD,CABLE TO VERT STL, | 276.78 | EA | 0
A929A095 | Canada | CAD | WASHER,FLAT,1/4 S.S. | 0.36 | EA | 0
GPECEAK0241G024 | Canada | CAD | ELECTRODE,GRD PLATE,1/32 | 291.45 | EA | 0
PLUSCU2BM | Canada | CAD | CADWELD PLUS CONTROL UNIT | 190.83 | EA | 0
T427 | Canada | CAD | TOOL,KIT,SLEEVES | 298.47 | EA | 0
HXC11 | Canada | CAD | MOLD,STUD TO HORZ STL | 276.78 | EA | 0
NCR182G | Canada | CAD | MOLD,CABLE TO GRD ROD,HOR | 376.08 | EA | 0
LPC154LCTO | Canada | CAD | WIRE,CU,SOLID,BONDING, | 18.11 | EA | 0
LJCGG1T | Canada | CAD | MOLD,CABLE TO BUS/LUG,HOR | 276.78 | EA | 0
PB10SSY0 | Canada | CAD | MOLD,CABLE,HORZ SPLICE | 271.52 | EA | 0
TAC9H9H | Canada | CAD | MOLD,CABLE,HORZ TEE | 276.78 | EA | 0
MBA07 | Canada | CAD | MOLD,BLANK,4565 C PRICE | 166.78 | EA | 0
TDX100M120/240D | Canada | CAD | PROTECTOR,SURGE,TDX100M,3 | 1975.55 | EA | 0
LPLC46234 | Canada | CAD | JUMPER,LEAD,COVERED,EYE | 271 | EA | 0
RBHSB12065C | Canada | CAD | BASIN,POURING,#8 HORIZ. | 713.05 | EA | 0
557260IR04 | Canada | CAD | BRAID, CU, TINNED | 32.89 | EA | 0
GLCDE9H | Canada | CAD | MOLD,CABLE TO LUG,HORZ SP | 276.78 | EA | 0
534010DCI10 | Canada | CAD | FLEXIBAR,ADV,2X20X1MM,DCI | 200.29 | EA | 0
534021SAF02 | Canada | CAD | FLEXIBAR,ADV,8X24X1MM,SAF | 262.28 | EA | 0
RBW167S | Canada | CAD | FRAME,HORZ,FOR POURING BA | 496.74 | EA | 0
523413 | Canada | CAD | STOCK,COIL,3/4X.013 | 9999.99 | EA | 0
RDC521V | Canada | CAD | MOLD,CABLE TO REBAR,HORZ | 276.78 | EA | 0
EGBC14412NN | Canada | CAD | BAR,GRD BUS,1/4X4X12,NO I | 171.6 | EA | 0
TAC9E9G | Canada | CAD | MOLD,CABLE,HORZ TEE | 276.78 | EA | 0
BACDH | Canada | CAD | MOLD,BUS BAR,HORZ SPLICE | 276.78 | EA | 0
FLXPSHL0002 | Canada | CAD | FLEXIBAR,ADV,5X20X1MM,SHL | 281.096 | EA | 0
CAHBA1V4 | Canada | CAD | MOLD,CABLE TO HORZ CAST I | 168.64 | EA | 0
534048RW21 | Canada | CAD | FLEXIBAR,ADV,10X63X1,RW | 243.61 | EA | 0
RHH562C | Canada | CAD | MOLD,CABLE TO REBAR,HORZ | 484.97 | EA | 0
MT3A48E72M12S | Canada | CAD | MAT,GRD,4FTX6FT,#8 SOL, | 2361.98 | EA | 0
PCC1G2J | Canada | CAD | MOLD,CABLE, HORZ TAP PARA | 276.78 | EA | 0
CM24SV | Canada | CAD | CLIP, FLANGE, HAMMER ON | 0.49 | EA | 0
LPA533 | Canada | CAD | PLATE,AL,STAMPED,BONDING | 21.57 | EA | 0
SBPMJS12 | Canada | CAD | BOND,KIT,MULTI-PURPOSE 3/ | 12.87 | EA | 0
534040PY05 | Canada | CAD | FLEXIBAR,ADV,6X50X1MM,PY, | 340.54 | EA | 0
ECRH102Q10D | Canada | CAD | GROUND ROD,ASSY,KIT 10FT, | 2594.5 | EA | 0
EL28D14Q | Canada | CAD | ANCHOR,LENTON TERMINATOR, | 73.1 | EA | 0
EGBA14410GG | Canada | CAD | BAR,GRD BUS,1/4 X 4 X 10, | 166.4 | EA | 0
633450FMS | Canada | CAD | ROD,GRD,3/4X1.5,CU CLAD | 44.56 | EA | 0
559670 | Canada | CAD | INS,1-3/4,3/8-16 X 9/16 | 3.52 | EA | 0
LPA245 | Canada | CAD | POINT,AL,5/8 X 24IN | 36.62 | EA | 0
GYE161Y | Canada | CAD | MOLD,CABLE TO GRD ROD,VER | 775.14 | EA | 0
GYE16Y4 | Canada | CAD | MOLD,CABLE TO GRD ROD,VER | 775.14 | EA | 0
B241JH002BLK | Canada | CAD | LUG,RAIL,DS,1/2X2,CU | 46.84 | EA | 0
LJCAG1K | Canada | CAD | MOLD,CABLE TO BUS/LUG,HOR | 276.78 | EA | 0
LPC672 | Canada | CAD | STRAP,CU,CABLE TO PIPE | 136.49 | EA | 0
A239DC2S242C4LH | Canada | CAD | CLAMP,FENCE,4/0 FLEX 24LG | 389.09 | EA | 0
PB99SS150B | Canada | CAD | MOLD,CABLE,HORZ SPLICE | 609.97 | EA | 0
ERICORE230T | Canada | CAD | DOWNCONDUCTOR,LIGHTNING, | 9999.99 | EA | 0
XBV9J9J | Canada | CAD | MOLD,CABLE,HORZ X LAPPED | 1215.58 | EA | 0
GYF18T6 | Canada | CAD | MOLD,CABLE TO GRD ROD,VER | 659.46 | EA | 0
PBB427A2LIHD | Canada | CAD | BOND,KIT,IMPD SIDE LEAD, | 914 | EA | 0
GYR188F | Canada | CAD | MOLD,CABLE TO GRD ROD,VER | 376.08 | EA | 0
RAC1V | Canada | CAD | MOLD,GRD ROD TO RECEPTACL | 276.78 | EA | 0
LPA140500 | Canada | CAD | CABLE,AL,SMOOTH WEAVE,10 | 2.59 | FT | 0
XBV3Q2GHQ | Canada | CAD | MOLD,CABLE,HORZ X LAPPED | 1215.58 | EA | 0
TAD3Q4Y | Canada | CAD | MOLD,CABLE,HORZ TEE | 586.79 | EA | 0
EGBC14230HH | Canada | CAD | BAR,GRD BUS,1/4 X 2 X 30 | 208.47 | EA | 0
569252 | Canada | CAD | UD400112AL | 27.66 | EA | 0
TACY1W3 | Canada | CAD | MOLD,CABLE,HORZ TEE | 276.78 | EA | 0
MHKS400 | Canada | CAD | MESH,GRD,6 FT X 100 FT,#6 | 7900.46 | EA | 0
LPC126R500 | Canada | CAD | CABLE,CU,ROPELAY,28 STR | 8.97 | FT | 0
RBW65511HA | Canada | CAD | SLEEVE,CADWELD,LOW SLIP # | 125.31 | EA | 0
FLXPLAM0076 | Canada | CAD | FLEXIBAR,ADV,2X15.5X0.8 | 340.56 | EA | 0
A929F013 | Canada | CAD | WASHER,FLAT,EPDM,3/16X3/8 | 0.38 | EA | 0
SSC3A2Q | Canada | CAD | MOLD,CABLE,HORZ SPLICE | 276.78 | EA | 0
PBCT82J13 | Canada | CAD | WELDER,ASSY,2/0 RLAY,13 | 510.76 | EA | 0
GLCDE2Q | Canada | CAD | MOLD,CABLE TO LUG,HORZ SP | 276.78 | EA | 0
EL25A2MGWICP | Canada | CAD | COUPLER,LENTON,#8,MECH GA | 69.94 | EA | 0
LEC8C002 | Canada | CAD | MOLD,CABLE TO BUS/LUG,HOR | 276.78 | EA | 0
EGBA14433DBT | Canada | CAD | BUSBAR,GRD,CU,1/4X4X33,DB | 581.1 | EA | 0
PB10GLEGS6 | Canada | CAD | MOLD,CABLE TO LUG,HORZ SP | 199.84 | EA | 0
LPC66424 | Canada | CAD | CONNECTION,THRU,ROOF,W/PV | 258.15 | EA | 0
635883SG01 | Canada | CAD | GROUND ROD,COPPERBONDED, | 57.9 | EA | 0
MBB19A | Canada | CAD | MOLD,BLANK,250300 D PRICE | 9999.99 | EA | 0
K221 | Canada | CAD | MOLD,KIT,GN STYLE,#4 SOL | 632.11 | EA | 0
PB10VB2Q | Canada | CAD | MOLD,CABLE TO VERT STL,VE | 271.52 | EA | 0
LECT5FAL | Canada | CAD | MOLD,CABLE TO BUS/LUG,HOR | 276.78 | EA | 0
PQC100120/240 | Canada | CAD | PROTECTOR,SURGE,PQC100, | 1630.03 | EA | 0
RBB992B | Canada | CAD | MATERIAL,FILLER,GROUP | 57.5 | EA | 0
RJE562L | Canada | CAD | MOLD,CABLE TO REBAR,VERT | 775.14 | EA | 0
LPC280L12F | Canada | CAD | ADAPTER,CU,1/2IN,FEMALE | 21.8 | EA | 0
534039TR06 | Canada | CAD | FLEXIBAR,ADV,5X50X1,TR | 175.1 | EA | 0
CAHBA1K24 | Canada | CAD | MOLD,CABLE TO HORZ CAST I | 168.64 | EA | 0
568612 | Canada | CAD | BUSBAR,MOUNTING,KIT | 63.12 | EA | 0
LPC66524BI | Canada | CAD | CONNECTION,THRU,ROOF,W/PV | 270.62 | EA | 0
B548A47 | Canada | CAD | MOUNTING,KIT,1/8X1-2W BAR | 19.51 | EA | 0
EGBA14224DD | Canada | CAD | BAR,GRD BUS,1/4 X 2 X 24 | 241.8 | EA | 0
HDTAD9J9F | Canada | CAD | MOLD,CABLE,HORZ TEE | 586.79 | EA | 0
GYJ223D | Canada | CAD | MOLD,CABLE TO GRD ROD,VER | 1147.17 | EA | 0
UTB15SPGM | Canada | CAD | PROTECTOR,SURGE,UTB REPLA | 175.88 | EA | 0
S3899 | Canada | CAD | SLEEVE,HARD AL | 0.43 | EA | 0
GPECNEK024 | Canada | CAD | ELECTRODE,GRD PLATE,1/4 X | 1187.07 | EA | 0
RHC522L | Canada | CAD | MOLD,CABLE TO REBAR,HORZ | 276.78 | EA | 0
SB01VS6V5C | Canada | CAD | MOLD,CABLE TO VERT STL,45 | 269.61 | EA | 0
534034GE40 | Canada | CAD | FLEXIBAR,ADV,6X40X1MM,GE, | 377.29 | EA | 0
534018ABB02 | Canada | CAD | FLEXIBAR,ADV,4X24X1MM,ABB | 61.72 | EA | 0
HVR12CUV8HQ | Canada | CAD | MOLD,STUD TO VERT STL, | 376.08 | EA | 0
558267 | Canada | CAD | BRAID,SHUNT,INSUL,50MM SQ | 43.85 | EA | 0
LJCEG1T | Canada | CAD | MOLD,CABLE TO BUS/LUG,HOR | 276.78 | EA | 0
XAC2G1V | Canada | CAD | MOLD,CABLE,HORZ X SAME PL | 276.78 | EA | 0
SBB2721S | Canada | CAD | SHUNT,DUAL BASE,0.06 OHM | 339 | EA | 0
PPC2Q2Q | Canada | CAD | MOLD,CABLE,HORZ ELL | 276.78 | EA | 0
558235ADV | Canada | CAD | IBSBADV 100-430-10 E&I | 21.17 | EA | 0
534003 | Canada | CAD | FLEXIBAR,TINNED,ADVANCED, | 179.28 | EA | 0
HDPTF4Y3QW | Canada | CAD | MOLD,CABLE,HORZ PARALLEL | 711.88 | EA | 0
PTC2C2C | Canada | CAD | MOLD,CABLE,HORZ THRU PARA | 276.78 | EA | 0
SSC2A | Canada | CAD | MOLD,CABLE,HORZ SPLICE | 276.78 | EA | 0
RBTSA9040D | Canada | CAD | BASIN,POURING,#9 HORZ TOP | 713.05 | EA | 0
GRC221T | Canada | CAD | MOLD,CABLE TO GRD ROD, | 276.78 | EA | 0
RBM266975G | Canada | CAD | FITTING,CADWELD,#11/#14 E | 263.46 | EA | 0
611330 | Canada | CAD | ROD,GRD,1/2X3,CU CLAD,10 | 20.01 | EA | 0
CAGTP161K | Canada | CAD | MOLD,CABLE TO GRD ROD,VER | 304.14 | EA | 0
SST1Y | Canada | CAD | MOLD,CABLE,HORZ SPLICE | 269.61 | EA | 0
RBHSA9750X | Canada | CAD | BASIN,POURING,#6 HORIZ. S | 713.05 | EA | 0
74503520FP25 | Canada | CAD | SLEEVE,BULK,CU,FLARED, | 94.15 | EA | 0
549370 | Canada | CAD | MODULE,SUPPORT,CABS 4/5T | 59.24 | EA | 0
B102CEOL001 | Canada | CAD | LUG,CU,1/8 X 1 W/2-5/16 H | 15.63 | EA | 0
EL38C3J | Canada | CAD | COUPLER,LENTON HALF,C3J, | 72.25 | EA | 0
EL16D6N | Canada | CAD | ANCHOR,LENTON,EMBEDMENT, | 7.53 | EA | 0
663400 | Canada | CAD | ROD,TIE DN,CU BOND,3/4X10 | 261.4 | EA | 0
534059ABB07 | Canada | CAD | FLEXIBAR,ADV,12X100X1,ABB | 982.05 | EA | 0
INTCPTADM116UN | Canada | CAD | ADAPTER,INTERCEPTOR,1/2BS | 139.89 | EA | 0
ERICORE088T | Canada | CAD | DOWNCONDUCTOR,LIGHTNING, | 16161.54 | EA | 0
TAC2G9DW | Canada | CAD | MOLD,CABLE,HORZ TEE | 355.41 | EA | 0
TSF240MTDS | Canada | CAD | MODULE, SURGE, TSF, 240V | 173.12 | EA | 0
LPS2923F2F | Canada | CAD | ADAPTER,SS,COUPLING,3/8IN | 37.38 | EA | 0
LPC050IN0068.0 | Canada | CAD | CABLE,CU,SMOOTH WEAVE, | 2512.93 | EA | 0
VSC2LV3C | Canada | CAD | MOLD,CABLE TO VERT STL,45 | 276.78 | EA | 0
A927F193 | Canada | CAD | BOLT,HEX HEAD,3/8-16 X 3/ | 1.55 | EA | 0
CAVST1H | Canada | CAD | MOLD,CABLE TO VERT STL,45 | 269.61 | EA | 0
A809A06F50 | Canada | CAD | WIRE,CU,BARE,4 SOLID,SOFT | 4.91 | EA | 0
VTC2QV3C | Canada | CAD | MOLD,CABLE TO VERT STL,VE | 276.78 | EA | 0
HTC2P | Canada | CAD | MOLD,CABLE TO HORZ STL,HO | 276.78 | EA | 0
SBB200XLH | Canada | CAD | MOLD,WEB SIGNAL BOND,25MM | 112.15 | EA | 0
GSC162Q | Canada | CAD | MOLD,CABLE TO GRD ROD,HOR | 276.78 | EA | 0
B152022 | Canada | CAD | BATTING,SET DETAIL | 10.39 | EA | 0
556220 | Canada | CAD | SLEEVE,GLASS,FIBRE, | 4.63 | MR | 0
LAC3AEG | Canada | CAD | MOLD,CABLE TO BUS/LUG, | 276.78 | EA | 0
553050 | Canada | CAD | CONNECTOR,FLEXIBAR,80MM X | 16.78 | EA | 0
LAC2VEAM | Canada | CAD | MOLD,CABLE TO BUS/LUG,HOR | 276.78 | EA | 0
ERICORE009T | Canada | CAD | DOWNCONDUCTOR,LIGHTNING, | 3173.18 | EA | 0
LPA536 | Canada | CAD | PLATE,AL,CAST,FLAT METAL, | 168.38 | EA | 0
TAC2Q2Q | Canada | CAD | MOLD,CABLE,HORZ TEE | 276.78 | EA | 0
B540C850 | Canada | CAD | BAR,GRD BUS,1/4X2-1/4X | 115.15 | EA | 0
GTCP150Y4 | Canada | CAD | MOLD,CABLE TO GRD ROD,VER | 276.78 | EA | 0
LPA105250 | Canada | CAD | CABLE,LTNG,37STR X 4/0AWG | 3.73 | FT | 0
556620 | Canada | CAD | BRAID,CU FLAT | 3.89 | EA | 0
VSC3QV8 | Canada | CAD | MOLD,CABLE TO VERT STL,45 | 276.78 | EA | 0
EL12A12 | Canada | CAD | COUPLER,LENTON,A12,#4 | 17.61 | EA | 0
RRH542Q | Canada | CAD | MOLD,CABLE TO REBAR,HORZ | 484.97 | EA | 0
LPC050IN0050.0 | Canada | CAD | CONDUCTOR,CABLE,WIND TURB | 1912.77 | EA | 0
SBPAJA42 | Canada | CAD | BOND,PLUG,S1 42 LONG | 16.9 | EA | 0
SSCT2 | Canada | CAD | MOLD,CABLE,HORZ SPLICE | 276.78 | EA | 0
RBF125 | Canada | CAD | MATERIAL,FILLER,REBAR FER | 74.6 | EA | 0
EL794DCFBOX | Canada | CAD | PLATE,FORM SAVER,#7,CLIPP | 0.43 | EA | 0
LU28PT15D | Canada | CAD | LENTON ULTIMATE,POSITION, | 57.54 | EA | 0
GTT311K | Canada | CAD | MOLD,CABLE TO GRD ROD,VER | 269.61 | EA | 0
VVR2QV10 | Canada | CAD | MOLD,CABLE TO VERT STL,VE | 376.08 | EA | 0
PTC2G8C | Canada | CAD | MOLD,CABLE, HORZ THRU PAR | 276.78 | EA | 0
534056 | Canada | CAD | FLEX ADV2MTC 6X100X1 | 1087.37 | EA | 0
554900 | Canada | CAD | POLY,SLEEVE,ZIPFLEX,30M, | 5.89 | MR | 0
EPGC1418X8FL | Canada | CAD | PERIMETER,GRD,90DEG FLAT | 64.99 | EA | 0
VTC2Q006 | Canada | CAD | MOLD,CABLE TO VERT STL,VE | 276.78 | EA | 0
EGBA14206EE | Canada | CAD | BAR,GRD BUS,1/4 X 2 X 6 | 78 | EA | 0
SBTBTB5E | Canada | CAD | WELDER,BOND,5/16 & 1 TAB, | 431.26 | EA | 0
CAHAA2CM | Canada | CAD | MOLD,CABLE TO HORZ STL,HO | 119.87 | EA | 0
FLXPRW0007 | Canada | CAD | FLEXIBAR,ADV,4X24X1MM,RW, | 299.213 | EA | 0
LPA673 | Canada | CAD | STRAP,AL,CABLE TO PIPE | 62.86 | EA | 0
512MH | Canada | CAD | HANGER,BAR,ELECTRICAL BOX | 27.29 | EA | 0
558591 | Canada | CAD | BRAID,SHUNT,INSULATED,IBS | 26.51 | EA | 0
LPPED2 | Canada | CAD | LIGHTNING PROTECTION MAST | 4442.83 | EA | 0
CAHBA1GCD | Canada | CAD | MOLD,CABLE TO HORZ CAST I | 168.64 | EA | 0
SGT150M | Canada | CAD | SPARK GAP TYPE 1 MODULE, | 359.2 | EA | 0
GTT161KM | Canada | CAD | MOLD,CABLE TO GRD ROD,VER | 180.87 | EA | 0
VTC1T6 | Canada | CAD | MOLD,CABLE TO VERT STL, | 276.78 | EA | 0
CAFSA1V | Canada | CAD | MOLD,BUS TO VERT STL,VERT | 168.64 | EA | 0
EL36P14LES | Canada | CAD | COUPLER,LENTON,P14L,#11, | 180.56 | EA | 0
32F76 | Canada | CAD | WELD METAL,CADWELD,F76 | 9.22 | EA | 0
569201 | Canada | CAD | DISTRIB. BLOCK UD6C500AL | 49.79 | EA | 0
C123C | Canada | CAD | CLAMP,PART | 17.02 | EA | 0
534057L3MP | Canada | CAD | FLEXIBAR,BUSBAR,MTO, | 1238.97 | EA | 0
545945 | Canada | CAD | 11.2X16 MM DIE | 137.59 | EA | 0
200F76 | Canada | CAD | WELD METAL,CADWELD,F76 | 49.31 | EA | 0
PTC2G2QW | Canada | CAD | MOLD,CABLE, HORZ THRU PAR | 329.2 | EA | 0
EGBB14424JE | Canada | CAD | BUSBAR,GRD,CU,1/4X4X24,JE | 361.4 | EA | 0
CAHBA1K | Canada | CAD | MOLD,CABLE TO HORZ CAST I | 168.64 | EA | 0
HDTAC3Q9F | Canada | CAD | MOLD,CABLE,HORZ TEE | 276.78 | EA | 0
613480PWC01 | Canada | CAD | ROD,GRD,3/4X8,CU BONDED | 46.41 | EA | 0
716497 | Canada | CAD | DRILL,STANDARD RAIL,35MM | 232.62 | EA | 0
534420 | Canada | CAD | IBSB ADV 70-1030-8-10 | 85.5 | EA | 0
PGT1K1K | Canada | CAD | MOLD,CABLE, HORZ THRU PAR | 269.61 | EA | 0
HTC2Q2 | Canada | CAD | MOLD,CABLE TO HORZ STL,HO | 276.78 | EA | 0
SBXSS3330 | Canada | CAD | BOND,KIT,3/16X3/4TAB,BOOT | 15.6 | EA | 0
PB80LS3Q007 | Canada | CAD | MOLD,CABLE TO BUS/LUG,HOR | 906.82 | EA | 0
TAC2G8D | Canada | CAD | MOLD,CABLE,HORZ TEE | 276.78 | EA | 0
FLXPLAM0107 | Canada | CAD | FLEXIBAR,ADV,0.5X15.5X0.8 | 386.18 | EA | 0
813480 | Canada | CAD | GROUND ROD,GALV,POINTED, | 61.32 | EA | 0
534039ABB08 | Canada | CAD | FLEXIBAR,ADV,5X50X1,AB | 118.16 | EA | 0
PB10GT222Q | Canada | CAD | MOLD,CABLE TO GRD ROD,VER | 271.52 | EA | 0
RDH561V | Canada | CAD | MOLD,CABLE TO REBAR, | 484.97 | EA | 0
556710 | Canada | CAD | BRAID,PREFAB,300MM,150A | 10.84 | EA | 0
ESB2/0 | Canada | CAD | CONNECTOR,SPLIT BOLT,SIL | 11.62 | EA | 0
CAVBP1V | Canada | CAD | MOLD,CABLE TO VERT STL,VE | 304.14 | EA | 0
LPA66424 | Canada | CAD | CONNECTION,THRU,ROOF,W/PV | 221.64 | EA | 0
SBS17CINSUL | Canada | CAD | BOND STRAND,INSUL,S17 | 6.63 | EA | 0
MBB36CCL | Canada | CAD | MOLD,BLANK,Z PRICE,400500 | 594.44 | EA | 0
PB20TA3Q3Q | Canada | CAD | MOLD,CABLE,HORZ TEE | 199.84 | EA | 0
RBVB12060E | Canada | CAD | BASIN,POURING,#10 VERTICA | 713.05 | EA | 0
635803GAL01 | Canada | CAD | ROD,GRD,5/8X10,CU BONDED | 61.24 | EA | 0
LACY5EAL | Canada | CAD | MOLD,CABLE TO BUS/LUG,HOR | 276.78 | EA | 0
EL3625A2 | Canada | CAD | COUPLER,LENTON STANDARD,# | 75.18 | EA | 0
HDTAC2V4L | Canada | CAD | MOLD,CABLE,HORZ TEE | 276.78 | EA | 0
RBW39911 | Canada | CAD | ADAPTER,SPEED SLEEVE,#11 | 10.66 | EA | 0
534007 | Canada | CAD | FLEX ADV2MTC 4X15,5X0,8 | 121.93 | EA | 0
LDR2QEH | Canada | CAD | MOLD,CABLE TO BUS/LUG,VER | 376.08 | EA | 0
LPC30938 | Canada | CAD | BASE,CU,POINT,3/8IN, | 62.17 | EA | 0
GTC14SD | Canada | CAD | MOLD,CABLE TO GRD ROD,VER | 276.78 | EA | 0
EGBA12416BD | Canada | CAD | BUSBAR,GRD,CU,1/2X4X16,BD | 397.8 | EA | 0
A934A010 | Canada | CAD | TUBE,MIXER,ADHESIVE,EPOXY | 3.54 | EA | 0
RRC53Y7 | Canada | CAD | MOLD,CABLE TO REBAR,HORZ | 276.78 | EA | 0
A928D001 | Canada | CAD | NUT,HEAVY HEX,5/16-18 STL | 0.98 | EA | 0
D/SMSC2M | Canada | CAD | DYNASPHERE,TERMINAL,MUSLI | 836.04 | EA | 0
CAVSP1YC | Canada | CAD | MOLD,CABLE TO VERT STL,45 | 304.14 | EA | 0
RCE561K | Canada | CAD | MOLD,CABLE TO REBAR,VERT | 775.14 | EA | 0
534018ABB07 | Canada | CAD | FLEXIBAR,ADV,4X24X1MM,ABB | 63 | EA | 0
HDGTC162L | Canada | CAD | MOLD,CABLE TO GRD ROD,VER | 276.78 | EA | 0
FLXPHDQ0009 | Canada | CAD | FLEXIBAR,ADV,10X80X1,HDQ, | 933.44 | EA | 0
534023L3M | Canada | CAD | FLEXIBAR,ADV,2X32X1MM,3M | 197.91 | EA | 0
L161 | Canada | CAD | CLAMP,MOLD,EZ CHANGE | 178.05 | EA | 0
LK8PKG | Canada | CAD | COUPLER,LENTON INTERLOK, | 81.95 | EA | 0
LJC1H003 | Canada | CAD | MOLD,CABLE TO BUS/LUG,HOR | 276.78 | EA | 0
PGCY3Y3 | Canada | CAD | MOLD,CABLE, HORZ THRU PAR | 276.78 | EA | 0
557100 | Canada | CAD | BRAID,CU,PLAIN,25 M LG, | 25.97 | MR | 0
DT1300M | Canada | CAD | TYPE 1 MODULE, 300V | 175.72 | EA | 0
SES320B240V | Canada | CAD | SES, 320KA, BASIC, 240V | 1512.97 | EA | 0
534020FW05 | Canada | CAD | FLEXIBAR,ADV,6X24X1MM,FW, | 277.56 | EA | 0
GYE183A | Canada | CAD | MOLD,CABLE TO GRD ROD,VER | 775.14 | EA | 0
WT2SR25 | Canada | CAD | RECEPTOR, DISK, 25MM | 145.35 | EA | 0
PTD3Q3QW | Canada | CAD | MOLD,CABLE,HORZ THRU PARA | 639.21 | EA | 0
GTC182W | Canada | CAD | MOLD,CABLE TO GRD ROD, | 276.78 | EA | 0
PTC2B2G | Canada | CAD | MOLD,CABLE,HORZ THRU PARA | 276.78 | EA | 0
LPS227 | Canada | CAD | POINT,SS,1/2IN X 36IN | 55.26 | EA | 0
EL32S4 | Canada | CAD | COUPLER,LENTON,STRAIGHT, | 68.84 | EA | 0
B540C880T | Canada | CAD | BUSBAR,GRD,CU,3/8X6X31.5, | 481.87 | EA | 0
LK98GV | Canada | CAD | LENTON INTERLOK,HDG, | 125.73 | EA | 0
B101EEOLNBLK | Canada | CAD | LUG,CU,1/4 X 1 W/ 9/16 HO | 18.25 | EA | 0
PTC9F9F001 | Canada | CAD | MOLD,CABLE, HORZ THRU PAR | 276.78 | EA | 0
LPA103IN0025.0 | Canada | CAD | CABLE,AL,SMOOTH WEAVE,INS | 486.56 | EA | 0
SBS24882W2 | Canada | CAD | BOND,JOINT HEAD,3/16X6 1/ | 11.21 | EA | 0
LPC28058F | Canada | CAD | ADAPTER,CU,5/8IN,FEMALE | 19.34 | EA | 0
LPA806 | Canada | CAD | STRAP,AL,CABLE,5/8IN WIDE | 1.96 | EA | 0
EGBA14412NNT | Canada | CAD | BAR ASSY,GRD BUS,1/4X4X12 | 226.2 | EA | 0
XLVSC1HV1 | Canada | CAD | MOLD,CABLE TO VERT STL,45 | 328.55 | EA | 0
EGBA14496EE | Canada | CAD | BAR,GRD BUS,1/4 X 4 X 96, | 1419.6 | EA | 0
FLXKRW0003 | Canada | CAD | KIT,FLEXIBAR,ADV,6X32X1MM | 1338.17 | EA | 0
LACS6EE | Canada | CAD | MOLD,CABLE TO BUS/LUG,HOR | 276.78 | EA | 0
615860 | Canada | CAD | ROD,GRD,5/8X6,CU BONDED | 41.69 | EA | 0
LPA244 | Canada | CAD | POINT,AL,5/8 X 18IN | 35.58 | EA | 0
EL32A2Q | Canada | CAD | COUPLER,LENTON STANDARD, | 75.1 | EA | 0
GPECNFH033 | Canada | CAD | ELECTRODE,GRD PLATE,3/8 | 2018.17 | EA | 0
DT115040R | Canada | CAD | TYPE 1, 150V, 4 0 | 801.55 | EA | 0
449R10 | Canada | CAD | CLIP,SUPPORT,MC AC CABLE | 16.51 | EA | 0
HDGRD184L | Canada | CAD | MOLD,CABLE TO GRD ROD,VER | 586.79 | EA | 0
EL43T32A2ES | Canada | CAD | COUPLER,LENTON STANDARD,# | 159.44 | EA | 0
BBCCAJ | Canada | CAD | MOLD,BUS BAR,HORZ SPLICE | 276.78 | EA | 0
PTC4Y2Q | Canada | CAD | MOLD,CABLE, HORZ THRU PAR | 276.78 | EA | 0
VLC2LLH | Canada | CAD | MOLD,CABLE TO VERT STL, | 276.78 | EA | 0
615823 | Canada | CAD | ROD,GRD,5/8X23 ,CU BONDED | 18.92 | EA | 0
TACY8Y8 | Canada | CAD | MOLD,CABLE,HORZ TEE | 276.78 | EA | 0
534010HDQ04 | Canada | CAD | FLEXIBAR,ADV,2X20X1MM,HDQ | 50.52 | EA | 0
ECB145144 | Canada | CAD | BUSBAR,GRD,CU,1/4X5X144IN | 1779.4 | EA | 0
SES40PFP | Canada | CAD | FLUSH PLATE, SES40P | 20.57 | EA | 0
EHL58GS1 | Canada | CAD | CONNECTOR,COMPRESSION, | 34.78 | EA | 0
SB25PLUSF80 | Canada | CAD | CADWELD PLUS,#25,F80 | 4.37 | EA | 0
MBF03 | Canada | CAD | MOLD,BLANK,45/65 A PRICE | 659.46 | EA | 0
EHL34C2Q | Canada | CAD | HAMMERLOCK, CU, NOM | 30.75 | EA | 0
EL12A12CRN | Canada | CAD | COUPLER,LENTON,STANDARD, | 97.06 | EA | 0
PCC3D1L | Canada | CAD | MOLD,CABLE, HORZ TAP PARP | 276.78 | EA | 0
EDT230031R | Canada | CAD | ENHANCED TYPE 2, 300V,31 | 621.5 | EA | 0
SBK228 | Canada | CAD | CONNECTION,KIT,W/SIG.BOND | 328.41 | EA | 0
T420ABLK | Canada | CAD | PAD,TIN,.008 X 1 3/4 X 50 | 2508.64 | EA | 0
PBWT20X901 | Canada | CAD | WELDER ASSY,RAIL,PAIR, | 579.2 | EA | 0
558600 | Canada | CAD | GUIDE,DRILL,R,FD | 1253.13 | EA | 0
CONSADE25 | Canada | CAD | SADDLE,CONDUCTIVE,E2 36MM | 7.42 | EA | 0
LPC465 | Canada | CAD | JUMPER,CU,BARE,EYE TO | 256.37 | EA | 0
S429F4M16 | Canada | CAD | SLEEVE,CU,FLARED,775/24 R | 3.54 | EA | 0
NCR16SF | Canada | CAD | MOLD,CABLE TO GRD ROD,HOR | 376.08 | EA | 0
EGBA14224NN | Canada | CAD | BAR,GRD BUS,1/4 X 2 X 24 | 241.8 | EA | 0
TAC9C9C | Canada | CAD | MOLD,CABLE,HORZ TEE | 276.78 | EA | 0
LJCCG1L | Canada | CAD | MOLD,CABLE TO BUS/LUG,HOR | 276.78 | EA | 0
PQDM3332S277 | Canada | CAD | PQDM-11-1P-277V, FSPM3332 | 5511.92 | EA | 0
EL28A2MGWICP | Canada | CAD | COUPLER,LENTON STANDARD,# | 81.54 | EA | 0
LLCEF2Q | Canada | CAD | MOLD,CABLE TO BUS/LUG,VER | 276.78 | EA | 0
RBT14101HSA | Canada | CAD | SLEEVE,CADWELD,#14 T-SER. | 186.9 | EA | 0
GRC182C | Canada | CAD | MOLD,CABLE TO GRD ROD,VER | 276.78 | EA | 0
VSC3AV2.50 | Canada | CAD | MOLD,CABLE TO VERT STL, | 276.78 | EA | 0
534028AME03 | Canada | CAD | FLEXIBAR,ADV,8X32X1MM,AME | 112.54 | EA | 0
RRC521V | Canada | CAD | MOLD,CABLE TO REBAR,HORZ | 276.78 | EA | 0
LPA598 | Canada | CAD | COUPLER,CABLE,BI-METALLIC | 48.3 | EA | 0
LK9 | Canada | CAD | COUPLER,LENTON INTERLOK,# | 94.63 | EA | 0
LACY5EAK | Canada | CAD | MOLD,CABLE TO BUS/LUG,HOR | 276.78 | EA | 0
CAVSP1YD | Canada | CAD | MOLD,CABLE TO VERT STL,45 | 304.14 | EA | 0
B542C289 | Canada | CAD | BUSBAR,GRD,CU,1/4X2X13,GE | 60.58 | EA | 0
EGBA14420CCSKY | Canada | CAD | BAR ASSY,GRD BUS,1/4X4X20 | 309.4 | EA | 0
MBB09CCL | Canada | CAD | MOLD,BLANK,3 X 2 1/2 X 5 | 206.13 | EA | 0
534020ABB04 | Canada | CAD | FLEXIBAR,ADV,6X24X1MM,ABB | 450.55 | EA | 0
GQR168D | Canada | CAD | MOLD,CABLE TO GRD ROD,VER | 376.08 | EA | 0
EGBF12436CB | Canada | CAD | BUSBAR,GRD,CU,1/2X4X36,CB | 1021.8 | EA | 0
EGBA14354CC | Canada | CAD | BAR,GRD BUS,1/4 X 3 X 54 | 666.9 | EA | 0
B530C2Q36 | Canada | CAD | JUMPER,ASSY,4/0 CONC 36LG | 218.86 | EA | 0
SBS925M | Canada | CAD | MOLD,BOND,3/16 HF T6 & T7 | 77.91 | EA | 0
B532E3D96 | Canada | CAD | JUMPER,ASSY,350 CONC 96 L | 503.09 | EA | 0
EL32D6SA0600 | Canada | CAD | COUPLER,LENTON,SA HEAD, | 110.4 | EA | 0
LPC126500 | Canada | CAD | CABLE,CU,SMOOTH WEAVE,29 | 8.57 | EA | 0
LPS426 | Canada | CAD | POINT,SS,INDUSTRIAL STACK | 340.9 | EA | 0
LPLC482LG | Canada | CAD | FASTENER,LEAD,COV. 2-BOLT | 135.71 | EA | 0
CATAP1H1H | Canada | CAD | MOLD,CABLE,HORZ TEE | 304.14 | EA | 0
B101CEOL001 | Canada | CAD | LUG,CU,1/8 X 1 W/9/16 HOL | 24.51 | EA | 0
RBHSB10560X | Canada | CAD | BASIN,POURING,#6 HORIZ. | 713.05 | EA | 0
560820 | Canada | CAD | CAP CAPN15 | 2.15 | EA | 0
RBW73914H | Canada | CAD | INSTALLATION KIT,EQUIP,#1 | 2033.71 | EA | 0
FJ2G120SK | Canada | CAD | JUMPER,SWAGED,2/0 CONC | 238.06 | EA | 0
LPA100250 | Canada | CAD | CABLE,AL,SMOOTH WEAVE,24 | 2.2 | FT | 0
VSCT1 | Canada | CAD | MOLD,CABLE TO VERT STL,45 | 276.78 | EA | 0
EA050 | Canada | CAD | FILTER,SURGE,SUBASSY,TSG | 100.01 | EA | 0
XAC9F9F | Canada | CAD | MOLD,CABLE,HORZ X SAME PL | 276.78 | EA | 0
PVT1500SM | Canada | CAD | PV T1 MODULE, 500VDC, | 136.97 | EA | 0
47857130AEP | Canada | CAD | ROD,GROUND,1/2IN DIA,10 | 217.07 | EA | 0
TCR2L2L | Canada | CAD | MOLD,CABLE,VERT TEE HORZ | 376.08 | EA | 0
VGC1V1.50 | Canada | CAD | MOLD,CABLE TO VERT STL, | 276.78 | EA | 0
LPC754 | Canada | CAD | PLATE,CU,GROUND,20AWG, | 346.61 | EA | 0
LPA141250 | Canada | CAD | WIRE,AL,SOLD SOFT,#4 AWG, | 1.72 | FT | 0
SSCY2 | Canada | CAD | MOLD,CABLE,HORZ SPLICE | 276.78 | EA | 0
PCC2C1L | Canada | CAD | MOLD,CABLE, HORZ TAP PARA | 276.78 | EA | 0
A811A26F20 | Canada | CAD | STOCK,BAR,CU,26GA X 2 IN | 32.5 | EA | 0
GTC338C | Canada | CAD | MOLD,CABLE TO GRD ROD,VER | 276.78 | EA | 0
DT1480M | Canada | CAD | TYPE 1 MODULE, 480V | 151.98 | EA | 0
HSC3Q002 | Canada | CAD | MOLD,CABLE TO HORZ STL,HO | 276.78 | EA | 0
561153 | Canada | CAD | BLOCK,SPLICE,400A,1000 | 84.49 | EA | 0
534033PMR01 | Canada | CAD | FLEXIBAR,ADV,5X40X1, PMR | 112.74 | EA | 0
PB13ST1LLH | Canada | CAD | MOLD,CABLE TO RAIL,HORZ T | 271.52 | EA | 0
PCC3Q2P | Canada | CAD | MOLD,CABLE, HORZ TAP PARA | 276.78 | EA | 0
S1V16M | Canada | CAD | MOLD,HV CABLE SPLICE,HORZ | 1134.68 | EA | 0
534041PHM05 | Canada | CAD | FLEXIBAR,ADV,8X50X1MM,PHM | 273.38 | EA | 0
RBM2974125X | Canada | CAD | FITTING,CADWELD,#5/#6 END | 199.05 | EA | 0
534007L3M | Canada | CAD | FLEXIBAR,ADV,4X15.5X0.8MM | 156.84 | EA | 0
HDTAC2C2CW | Canada | CAD | MOLD,CABLE,HORZ TEE | 355.41 | EA | 0
557670 | Canada | CAD | BRAID,CU,TINNED,.15MM DIA | 39.78 | MR | 0
EGBA14324CF | Canada | CAD | BUSBAR,GRD,CU,1/4X3X24,CF | 304.2 | EA | 0
ECRV102Q2D | Canada | CAD | GROUND ROD,ASSY,KIT,10 FT | 2123.26 | EA | 0
B548A88 | Canada | CAD | MOUNTING,KIT,1/2-5/8X1-2W | 32.05 | EA | 0
ML517 | Canada | CAD | DRIVE,PIN,QUICK-WEDGE,#6 | 57.2 | EA | 0
A109BD | Canada | CAD | CABLE,SAMPLE,6 IN LONG,#6 | 7.96 | EA | 0
MS/PKGE | Canada | CAD | QUICK SALE | 1.46 | EA | 0
EGBA14418EE | Canada | CAD | BAR GRD,BUS,ASSY,1/4X4X18 | 280.8 | EA | 0
GTC152Q | Canada | CAD | MOLD,CABLE TO GRD ROD,VER | 276.78 | EA | 0
EL12BAC | Canada | CAD | PROTECTOR,LENTON,BREAK AW | 0.73 | EA | 0
534010SE49 | Canada | CAD | FLEXIBAR,ADV,2X20X1,SE | 84.41 | EA | 0
B548A93 | Canada | CAD | KIT,MOUNT,HARDWARE,INSUL/ | 18.23 | EA | 0
RBT1014101 | Canada | CAD | SPLICE,KIT,#10/#14 CADWEL | 376.6 | EA | 0
ERICORE026U | Canada | CAD | DOWNCONDUCTOR,LIGHTNING, | 4434.22 | EA | 0
A929A034 | Canada | CAD | WASHER,FLAT,5/16,304SSTL | 0.05 | EA | 0
GYR16Y7 | Canada | CAD | MOLD,CABLE TO GRD ROD,VER | 376.08 | EA | 0
GTC332QW | Canada | CAD | MOLD,CABLE TO GRD ROD,VER | 355.41 | EA | 0
EL36D6SS | Canada | CAD | COUPLER,LENTON TERMINATOR | 225.33 | EA | 0
XAC2L2L | Canada | CAD | MOLD,CABLE,HORZ X SAME PL | 276.78 | EA | 0
GYR182GW | Canada | CAD | MOLD,CABLE TO GRD ROD,VER | 454.7 | EA | 0
HDPTD2V2V | Canada | CAD | MOLD,CABLE,HORZ THRU PARA | 586.79 | EA | 0
B187C05LH | Canada | CAD | FRAME,ASSY,5X4 K PRICE | 574.46 | EA | 0
VBR3QV4 | Canada | CAD | MOLD,CABLE TO VERT STL,VE | 376.08 | EA | 0
CAVST1GA | Canada | CAD | MOLD,CABLE TO VERT STL,45 | 269.61 | EA | 0
A238HC2S12RH | Canada | CAD | CLAMP,FENCE,4/0 X 12 IN F | 357.68 | EA | 0
PGCY2 | Canada | CAD | MOLD,CABLE, HORZ THRU PAR | 276.78 | EA | 0
534126 | Canada | CAD | BUSBAR,FLEXIBLE,ADVANCED, | 390.39 | EA | 0
ECRH102Q6U | Canada | CAD | GROUND ROD,ASSY,KIT,10FT, | 2735.79 | EA | 0
EGBA14224BBT | Canada | CAD | BAR,GRD BUS,1/4 X 2 X 24 | 304.2 | EA | 0
XBM2L1V | Canada | CAD | MOLD,CABLE,HORZ X LAPPED | 844.84 | EA | 0
XBK4Y3Q | Canada | CAD | MOLD,CABLE,HORZ X LAPPED | 1255.97 | EA | 0
FLXPLAM0082 | Canada | CAD | FLEXIBAR,ADV,2X15.5X0.8 | 302.52 | EA | 0
PB10RJ522Q | Canada | CAD | MOLD,CABLE TO REBAR,VERT | 199.84 | EA | 0
FLXPLAM0103 | Canada | CAD | FLEXIBAR,ADV,2X15.5X0.8MM | 476.13 | EA | 0
XAC1H1H | Canada | CAD | MOLD,CABLE,HORZ X SAME PL | 276.78 | EA | 0
RBW343188KIT | Canada | CAD | KIT,BRUSH & DOWEL,UNASSEM | 64.35 | EA | 0
SBB364T1 | Canada | CAD | SPACER,SHAFT,3/4 OD X 0.6 | 207.21 | EA | 0
FLXPHDQ0001 | Canada | CAD | FLEXIBAR,ADV,10X80X1,HDQ, | 657.62 | EA | 0
CAVST1VA | Canada | CAD | MOLD,CABLE TO VERT STL,45 | 269.61 | EA | 0
XLTAC2L2L | Canada | CAD | MOLD,CABLE,HORZ TEE | 328.55 | EA | 0
BMCCGCG | Canada | CAD | MOLD,BUS BAR,HORZ TEE BAR | 276.78 | EA | 0
EL20A2NGV | Canada | CAD | COUPLER,LENTON,STANDARD, | 31.01 | EA | 0
534010ABB04 | Canada | CAD | FLEXIBAR,ADV,2X20X1MM,ABB | 45.59 | EA | 0
GYR188D | Canada | CAD | MOLD,CABLE TO GRD ROD,VER | 376.08 | EA | 0
XLGTC181T | Canada | CAD | MOLD,CABLE TO GRD ROD,VER | 328.55 | EA | 0
PB80LS9E004 | Canada | CAD | MOLD,4-7/#5 CW TO 3/8X | 906.82 | EA | 0
FLXPABB0094 | Canada | CAD | FLEXIBAR,ADV,8X63X1MM,ABB | 362.426 | EA | 0
534020RW05 | Canada | CAD | FLEXIBAR,ADV,6X24X1MM,RW, | 199.43 | EA | 0
DT275M | Canada | CAD | TYPE 2 MODULE, 75V | 78.13 | EA | 0
SB20136 | Canada | CAD | BOND,CADWELD TAB,3/16X7 1 | 11.58 | EA | 0
RHC521D | Canada | CAD | MOLD,CABLE TO REBAR,HORZ | 276.78 | EA | 0
SBNX1181L | Canada | CAD | ONE-SHOT,CABLE TO GRD ROD | 34.2 | EA | 0
RHC522V | Canada | CAD | MOLD,CABLE TO REBAR,HORZ | 276.78 | EA | 0
534001LAM19 | Canada | CAD | FLEXIBAR,ADV,3X9X0.8,LAM | 101.84 | EA | 0
PB10LA3SGG | Canada | CAD | MOLD,CABLE TO BUS/LUG, | 271.52 | EA | 0
PB13STY2LH | Canada | CAD | MOLD,CABLE TO RAIL,HORZ | 271.52 | EA | 0
SI-TESTER | Canada | CAD | SI ESE TESTER, I SERIES | 4036.25 | EA | 0
EL28SAQSP004 | Canada | CAD | COUPLER,LENTON,SPECIAL,SA | 88.53 | EA | 0
VVR2QV21CW | Canada | CAD | MOLD,CABLE TO VERT STL,VE | 402.29 | EA | 0
EGBA14218GG | Canada | CAD | BAR,GRD BUS,1/4 X 2 X 18 | 187.2 | EA | 0
SSC9W | Canada | CAD | MOLD,CABLE,HORZ SPLICE | 276.78 | EA | 0
RBS315724 | Canada | CAD | CHAIN,ASSY,#45 24 IN LG W | 65.43 | EA | 0
GR1182CPLUS | Canada | CAD | ONE-SHOT,CABLE TO GRD ROD | 32.72 | EA | 0
VNC2QRH2 | Canada | CAD | MOLD,CABLE TO VERT STL,HO | 276.78 | EA | 0
SBS8CBARE | Canada | CAD | BOND STRAND,BARE,S8 3/16, | 2.82 | EA | 0
534040EA03 | Canada | CAD | FLEXIBAR,ADV,6X50X1MM, | 361.91 | EA | 0
PBK019 | Canada | CAD | SPLICE KIT,RAIL | 194.42 | EA | 0
LPC467X2 | Canada | CAD | CONNECTION,CU,EMBEDDED | 450.55 | EA | 0
EGBA14472CC | Canada | CAD | BAR,ASSY,GRD BUS,1/4 X 4 | 1064.7 | EA | 0
MBES3 | Canada | CAD | MOLD, BLANK, RAIL, | 775.14 | EA | 0
XACY4Y2 | Canada | CAD | MOLD,CABLE,HORZ X SAME PL | 276.78 | EA | 0
ETFB3000 | Canada | CAD | BASE,POLE,FLAG TILTDOWN F | 1727.23 | EA | 0
NCRP130W3 | Canada | CAD | MOLD,CABLE TO GRD ROD,HOR | 376.08 | EA | 0
HDXBV3A3AW | Canada | CAD | MOLD,CABLE,HORZ X LAPPED | 1320.41 | EA | 0
HDGTC182G | Canada | CAD | MOLD,CABLE TO GRD ROD,VER | 276.78 | EA | 0
RBF1000A | Canada | CAD | MATERIAL,FILLER,REBAR FER | 344.48 | EA | 0
CAHAA1GM | Canada | CAD | MOLD,CABLE TO HORZ STL,HO | 119.87 | EA | 0
TAC1V2C | Canada | CAD | MOLD,CABLE,HORZ TEE | 276.78 | EA | 0
EL25A12CRN | Canada | CAD | COUPLER,LENTON,STANDARD, | 164.84 | EA | 0
EDT27511R | Canada | CAD | ENHANCED TYPE 2, 75V, 1 1 | 325.95 | EA | 0
TADP9Y9 | Canada | CAD | MOLD,CABLE,HORZ TEE | 586.79 | EA | 0
GYE222L | Canada | CAD | MOLD,CABLE TO GRD ROD, | 775.14 | EA | 0
TAC3Q3A | Canada | CAD | MOLD,CABLE,HORZ TEE | 276.78 | EA | 0
534034ARZ12 | Canada | CAD | FLEXIBAR,ADV,6X40X1MM,ARZ | 301.24 | EA | 0
VSC1TV3 | Canada | CAD | MOLD,CABLE TO VERT STL,45 | 276.78 | EA | 0
560730 | Canada | CAD | DISTANCE HOLDER 120M6 | 3.63 | EA | 0
VVR2QV12 | Canada | CAD | MOLD,CABLE TO VERT STL,VE | 376.08 | EA | 0
RDH562L | Canada | CAD | MOLD,CABLE TO REBAR,HORZ | 484.97 | EA | 0
613400ESB | Canada | CAD | ROD,GRD,3/4X10,CU CLAD,10 | 93.22 | EA | 0
PB10SS3Q4L | Canada | CAD | MOLD,CABLE,HORZ SPLICE | 199.84 | EA | 0
LPA675 | Canada | CAD | STRAP,AL,CABLE TO PIPE | 75.35 | EA | 0
VBCS1V5C | Canada | CAD | MOLD,CABLE TO VERT STL,VE | 276.78 | EA | 0
EGBA14412RR | Canada | CAD | BAR,GRD BUS,1/4 X 4 X 12 | 195 | EA | 0
VBC9B | Canada | CAD | MOLD,CABLE TO VERT STL,VE | 276.78 | EA | 0
PQDM1110B120 | Canada | CAD | PQDM-3-2P-120/240V, FSPM1 | 4531.37 | EA | 0
EGGBC14412SSS3 | Canada | CAD | BUSBAR,STL,GALV,1/4X4X12, | 208.33 | EA | 0
633403 | Canada | CAD | ROD,GRD,3/4X10,SEC,CU BON | 119.05 | EA | 0
EGBA14172NN | Canada | CAD | BAR,GRD BUS,1/4 X 1 X 72 | 503.1 | EA | 0
GRC221H | Canada | CAD | MOLD,CABLE TO GRD ROD,VER | 276.78 | EA | 0
FLXPABB0025 | Canada | CAD | FLEXIBAR,ADV,3X50X1MM,ABB | 180.83 | EA | 0
A929A113 | Canada | CAD | WASHER,FLAT,FENDER OVERSI | 0.16 | EA | 0
LPA30412 | Canada | CAD | PLATE,STAMPED,AIR TERMINA | 29.65 | EA | 0
VSC2CV1.25 | Canada | CAD | MOLD,CABLE TO VERT STL,45 | 276.78 | EA | 0
PCC3Q2Q | Canada | CAD | MOLD,CABLE,HORZ TAP PARAL | 276.78 | EA | 0
TAC1V1V | Canada | CAD | MOLD,CABLE,HORZ TEE | 276.78 | EA | 0
LPA34712 | Canada | CAD | BASE,AL,CAST,HALF SADDLE, | 67.6 | EA | 0
HDVFR2Q | Canada | CAD | MOLD,CABLE TO VERT STL,VE | 376.08 | EA | 0
LPC282L3F2F | Canada | CAD | ADAPTER,CU,SWIVEL,3/8 FEM | 50.39 | EA | 0
PBWX901LH | Canada | CAD | MOLD,CABLE,WEB BOND TO WE | 123.1 | EA | 0
SSC9D2G | Canada | CAD | MOLD,CABLE,HORZ SPLICE | 276.78 | EA | 0
TAC2G9Q | Canada | CAD | MOLD,CABLE,HORZ TEE | 276.78 | EA | 0
LPC206B | Canada | CAD | POINT,CU,BARE,3/8IN X | 47.06 | EA | 0
TAC9G9G | Canada | CAD | MOLD,CABLE,HORZ TEE | 276.78 | EA | 0
EBKEAMEAM | Canada | CAD | MOLD,BUS BAR,HORZ X LAPPD | 1255.97 | EA | 0
A814A064CCST16 | Canada | CAD | WIRE,STL,CU CLAD,TINNED | 143.17 | EA | 0
A927T044 | Canada | CAD | ROD,THREADED,3/8-16UNC-2A | 149.92 | EA | 0
TAC2Q1VW | Canada | CAD | MOLD,CABLE,HORZ TEE | 355.41 | EA | 0
TAC1G1K | Canada | CAD | MOLD,CABLE,HORZ TEE | 276.78 | EA | 0
ISOCAP50 | Canada | CAD | CAP,TUBE | 117.43 | EA | 0
PB10SS3Q3S | Canada | CAD | MOLD,CABLE,HORZ SPLICE | 199.84 | EA | 0
PB20TA2Q2G | Canada | CAD | MOLD,CABLE,HORZ TEE | 199.84 | EA | 0
534010LAM10 | Canada | CAD | FLEXIBAR,ADV,2X20X1MM,LAM | 255.84 | EA | 0
NDRC312G | Canada | CAD | MOLD,CABLE TO GRD ROD,HOR | 376.08 | EA | 0
XLTAC2G2G | Canada | CAD | MOLD,CABLE,HORZ TEE | 328.55 | EA | 0
RBT14101HB | Canada | CAD | MATERIAL,FILLER,#14 T-SER | 84.7 | EA | 0
WTBMESH36C | Canada | CAD | WINDTURBINE BLADE COPPER | 9999.99 | EA | 0
LJCEG1K | Canada | CAD | MOLD,CABLE TO BUS/LUG,HOR | 276.78 | EA | 0
FLXPLAM0086 | Canada | CAD | FLEXIBAR,ADV,3X9X0.8MM, | 421.93 | EA | 0
XBZY8Y6 | Canada | CAD | MOLD,CABLE,HORZ X LAPPED | 793.75 | EA | 0
EL36SASA7500 | Canada | CAD | COUPLER,LENTON,SASA,DBL | 569.33 | EA | 0
VSCT3 | Canada | CAD | MOLD,CABLE TO VERT STL,45 | 276.78 | EA | 0
FEI20 | Canada | CAD | STRAP,STAINLESS, STEEL | 7.55 | EA | 0
TL6 | Canada | CAD | LUG,SOLDERLESS,35 AMP | 2.51 | EA | 0
TDXSM | Canada | CAD | PROTECTOR,SURGE,TDX | 89.53 | EA | 0
549730 | Canada | CAD | BUSBAR,10 MM,PLAIN,2M PCB | 1158.61 | EA | 0
A110AAPLUS | Canada | CAD | TOOL,KIT,DEMO,PLUS,GROUND | 4938.38 | EA | 0
561132 | Canada | CAD | BLOCK,SPLICE,250 AMP,LUG | 25.42 | EA | 0
SB013209 | Canada | CAD | GUARD,BELT | 207.21 | EA | 0
RDH542P | Canada | CAD | MOLD,CABLE TO REBAR,HORZ | 484.97 | EA | 0
HDVSC9FV3C | Canada | CAD | MOLD,CABLE TO VERT STL,45 | 276.78 | EA | 0
534036ABBI08 | Canada | CAD | FLEXIBAR,ADV,10X40X1,ABBI | 153.09 | EA | 0
B364H2 | Canada | CAD | CASTING,FINISHED,INBOARD | 89.52 | EA | 0
635810DRIVETOOL | Canada | CAD | ROD,GRD,5/8IN X 1FT,CU BO | 58.64 | EA | 0
RBT7101HA | Canada | CAD | SLEEVE,CADWELD,#7 T-SERIE | 93.39 | EA | 0
ERICORE058T | Canada | CAD | DOWNCONDUCTOR,LIGHTNING, | 11194.14 | EA | 0
EGBA14312LL2QA | Canada | CAD | BAR ASSY,GRD BUS,1/4X3X12 | 179.4 | EA | 0
B104JKOL | Canada | CAD | LUG,CU,1/2 X 3 W/4-9/16 H | 216.22 | EA | 0
XLXBM2C2C | Canada | CAD | MOLD,CABLE,HORZ X LAPPED | 1508.82 | EA | 0
SBTBTB5C | Canada | CAD | WELDER,BOND,3/16 & 1 TAB, | 419.06 | EA | 0
XLVSC2GV3C | Canada | CAD | MOLD,CABLE TO VERT STL,45 | 328.55 | EA | 0
DS58 | Canada | CAD | DRIVE STUD,SEC ROD,HEX HD | 8.65 | EA | 0
NCR162Q | Canada | CAD | MOLD,CABLE TO GRD ROD,HOR | 376.08 | EA | 0
RBB592B | Canada | CAD | MATERIAL,FILLER,GROUP | 37.25 | EA | 0
534423 | Canada | CAD | IBSB ADV 100-430-8-10 | 54.11 | EA | 0
LK97GV | Canada | CAD | LENTON INTERLOK,HDG, | 128.31 | EA | 0
HDGRC182QW | Canada | CAD | MOLD,CABLE TO GRD ROD,VER | 329.2 | EA | 0
PBW1S6A50B | Canada | CAD | BOND,RAIL,14.5MM COMPOSIT | 84.03 | EA | 0
GTC221L | Canada | CAD | MOLD,CABLE TO GRD ROD,VER | 276.78 | EA | 0
TACY5Y3 | Canada | CAD | MOLD,CABLE,HORZ TEE | 276.78 | EA | 0
PBK011 | Canada | CAD | LUG KIT,RAIL | 123.59 | EA | 0
XAC9F2Q | Canada | CAD | MOLD,CABLE,HORZ X SAME PL | 276.78 | EA | 0
PGF4L2R2R | Canada | CAD | MOLD,CABLE, HORZ THRU PAR | 659.46 | EA | 0
EL57T43TP8ES | Canada | CAD | COUPLER,LENTON,POS,TRANS, | 448.4 | EA | 0
NCR182Q1V | Canada | CAD | MOLD,CABLE TO GRD ROD,HOR | 376.08 | EA | 0
561700 | Canada | CAD | METAL SPACER M5 X 35 | 1.44 | EA | 0
90F80HQ | Canada | CAD | WELD METAL,CADWELD,F80 HQ | 22.57 | EA | 0
ERICORE046U | Canada | CAD | DOWNCONDUCTOR,LIGHTNING | 8530.63 | EA | 0
PHR1K1K | Canada | CAD | MOLD,CABLE, VERT THRU PAR | 376.08 | EA | 0
534022 | Canada | CAD | FLEX ADV2MTC 10X24X1 | 383.2 | EA | 0
RRH60Y6 | Canada | CAD | MOLD,CABLE TO REBAR,HORZ | 484.97 | EA | 0
FLXPAPG0001 | Canada | CAD | FLEXIBAR,ADV,4X80X1MM,APG | 535.82 | EA | 0
PB10GT181V | Canada | CAD | MOLD,CABLE TO GRD ROD,VER | 199.84 | EA | 0
PBW13S00160B | Canada | CAD | BOND,JOINT,500 RLAY INSUL | 462.16 | EA | 0
LPC229BST120 | Canada | CAD | POINT,CU,BLUNT BARE,1/2IN | 282.85 | EA | 0
OMG100C3P | Canada | CAD | OMEGA LEXAN, TDX100C, 3PH | 10.32 | EA | 0
LACY1CAJ | Canada | CAD | MOLD,CABLE TO BUS/LUG,HOR | 276.78 | EA | 0
EL25P8 | Canada | CAD | COUPLER,LENTON,POSITION, | 139.01 | EA | 0
CAHAA2CB | Canada | CAD | MOLD,CABLE TO HORZ STL,HO | 168.64 | EA | 0
508170 | Canada | CAD | TOOL, | 19.02 | EA | 0
GTC152G | Canada | CAD | MOLD,CABLE TO GRD ROD,VER | 276.78 | EA | 0
RBF40 | Canada | CAD | MATERIAL,FILLER,REBAR FER | 34.13 | EA | 0
EL36P9 | Canada | CAD | COUPLER,LENTON POSITION,# | 118.94 | EA | 0
CAHAA1GAM | Canada | CAD | MOLD,CABLE TO HORZ STL,HO | 119.87 | EA | 0
LPA62858 | Canada | CAD | ADAPTER,AL,THRU-ROOF, | 88 | EA | 0
VTC2G2 | Canada | CAD | MOLD,CABLE TO VERT STL,HO | 276.78 | EA | 0
CAHBA2C | Canada | CAD | MOLD,CABLE,TO HORZ CAST I | 168.64 | EA | 0
ERICORE080U | Canada | CAD | DOWNCONDUCTOR,LIGHTNING, | 9999.99 | EA | 0
559698 | Canada | CAD | INS,3-1/2,5/8-16 X 3/4 | 10.99 | EA | 0
GTP331H | Canada | CAD | MOLD,CABLE TO GRD ROD,VER | 304.14 | EA | 0
560670 | Canada | CAD | SPACER M5X20 | 2.57 | EA | 0
RTPY1M | Canada | CAD | MOLD,CABLE TO REBAR,HORZ | 304.2 | EA | 0
554008 | Canada | CAD | JUMPER,CU,(1)PC 4/0CU ROP | 48.5 | EA | 0
VSC2V | Canada | CAD | MOLD,CABLE TO VERT STL,45 | 276.78 | EA | 0
503210 | Canada | CAD | BRAID,TINNED,FLAT,15-150 | 1.29 | EA | 0
PTDY9Y9 | Canada | CAD | MOLD,CABLE,HORZ THRU PARA | 586.79 | EA | 0
GYR161L | Canada | CAD | MOLD,CABLE TO GRD ROD,VER | 376.08 | EA | 0
ERICORE001U | Canada | CAD | DOWNCONDUCTOR,LIGHTNING, | 200.2 | EA | 0
EL36C3J | Canada | CAD | COUPLER,LENTON HALF,#11,J | 62 | EA | 0
HDGRC162QW | Canada | CAD | MOLD,CABLE TO GRD ROD,VER | 329.2 | EA | 0
GYR188C | Canada | CAD | MOLD,CABLE TO GRD ROD,VER | 376.08 | EA | 0
508043 | Canada | CAD | BRAID,FLEXIBLE, | 1664.98 | EA | 0
EL36D6ES | Canada | CAD | COUPLER,LENTON TERMINATOR | 48.38 | EA | 0
XLRHC52Y6 | Canada | CAD | MOLD,CABLE TO REBAR,HORZ | 376.08 | EA | 0
TACSJSF | Canada | CAD | MOLD,CABLE,HORZ TEE | 276.78 | EA | 0
558275 | Canada | CAD | BRAID,SHUNT,INSUL,50MM SQ | 48.7 | EA | 0
VSC1YV8C | Canada | CAD | MOLD,CABLE TO VERT STL,45 | 276.78 | EA | 0
550920 | Canada | CAD | BUSBAR,CU,80X10MM,4M | 2450.15 | EA | 0
SB013212 | Canada | CAD | BELT,GRINDER DRIVE,TY 3L2 | 28.63 | EA | 0
FJ2G96 | Canada | CAD | JUMPER,SWAGED,2/0 CONC | 161.95 | EA | 0
LJCEALY3 | Canada | CAD | MOLD,CABLE TO BUS/LUG,HOR | 276.78 | EA | 0
RJE56Y4 | Canada | CAD | MOLD,CABLE TO REBAR,VERT | 775.14 | EA | 0
GYR182QW | Canada | CAD | MOLD,CABLE TO GRD ROD,VER | 454.7 | EA | 0
CAVHT1L | Canada | CAD | MOLD,CABLE TO VERT CAST I | 269.61 | EA | 0
PQD2771PA | Canada | CAD | TDS1501SR277A | 279.9 | EA | 0
PBW32W00348LH | Canada | CAD | BOND KIT,IMPD SIDE,250 | 260.6 | EA | 0
GYE181E | Canada | CAD | MOLD,CABLE TO GRD ROD,VER | 775.14 | EA | 0
PBB49758 | Canada | CAD | BOND,COMPOSITE 3RD RAIL F | 876.07 | EA | 0
CAHBA1T | Canada | CAD | MOLD,CABLE,TO HORZ CAST | 168.64 | EA | 0
VBC1TV3 | Canada | CAD | MOLD,CABLE TO VERT STL,VE | 276.78 | EA | 0
LXD2Q004 | Canada | CAD | MOLD,CABLE TO BUS/LUG,HOR | 586.79 | EA | 0
GLCEG2W | Canada | CAD | MOLD,CABLE TO LUG,HORZ SP | 276.78 | EA | 0
549300 | Canada | CAD | BRACKET,SUPPORT,CABS | 139 | EA | 0
PBCT82S9 | Canada | CAD | WELDER,BOND,4/0 9 LONG,TY | 577.64 | EA | 0
558306ADV | Canada | CAD | BRAID,FLAT,INSULATED, | 5.21 | EA | 0
EGBA14824LL | Canada | CAD | BAR,GRD BUS,1/4 X 8 X 24 | 577.2 | EA | 0
RJE602C | Canada | CAD | MOLD,CABLE TO REBAR,VERT | 775.14 | EA | 0
VLCSFLH1.25HQ | Canada | CAD | MOLD,CABLE TO VERT STL, | 276.78 | EA | 0
625815M0CATU | Canada | CAD | CU/ST GR,14.2MM,250MCRN | 256.28 | EA | 0
CAFSA1LB | Canada | CAD | MOLD,CU TUBE TO BUS,VERT | 168.64 | EA | 0
A806A01F | Canada | CAD | CABLE,CU,INSUL,SIGNAL,3/1 | 3.26 | EA | 0
534034ARZ11 | Canada | CAD | FLEXIBAR,ADV,6X40X1MM,ARZ | 254.53 | EA | 0
PTC2B2Q | Canada | CAD | MOLD,CABLE, HORZ THRU PAR | 276.78 | EA | 0
ELFB25X003 | Canada | CAD | LENTON FORM SAVER BOLT, | 16.83 | EA | 0
B100NP | Canada | CAD | ONE-SHOT,COVER,CERAMIC | 5.28 | EA | 0
559010 | Canada | CAD | TOOL,HYDRAULIC,SHEAR,185L | 8298.16 | EA | 0
LECY8CAJ | Canada | CAD | MOLD,CABLE TO BUS/LUG,HOR | 276.78 | EA | 0
CP58M | Canada | CAD | CLAMP,GRD ROD,SIL BRZ,STA | 4.99 | EA | 0
557220 | Canada | CAD | BRAID,CU,TINNED, 25 M LG, | 6.93 | MR | 0
EGBA12206NN | Canada | CAD | BAR,GRD BUS,1/2 X 2 X 06 | 148.2 | EA | 0
RBT5101H | Canada | CAD | SPLICE,KIT,#5 CADWELD T-S | 199.23 | EA | 0
AT42H | Canada | CAD | ROD,GRD,3/4X2M,CU CLAD, | 71.01 | EA | 0
PB13TP1H | Canada | CAD | MOLD,CABLE TO RAIL,HORZ T | 271.52 | EA | 0
CLGD6 | Canada | CAD | TOOL,DEVICE,GAPPING,ETN | 27.92 | EA | 0
ACFCTLG | Canada | CAD | LITERATURE,CADDY,MISC | 173.67 | EA | 0
B540A685 | Canada | CAD | BUSBAR,ASSY,CU C11000 1/8 | 86.55 | EA | 0
A928B079 | Canada | CAD | NUT,HEX,M16-2.00 METRIC B | 7.58 | EA | 0
SBA257A1 | Canada | CAD | CLIP,CONCRETE TIE,20/PKG | 38.92 | EA | 0
635880 | Canada | CAD | ROD,GRD,5/8X8,SEC,CU BOND | 52.81 | EA | 0
GTC189A | Canada | CAD | MOLD,CABLE TO GRD ROD,VER | 276.78 | EA | 0
LPC528 | Canada | CAD | SPLICE,CU,CAST,CABLE, | 69.38 | EA | 0
534046 | Canada | CAD | FLEX ADV2MTC 6X63X1 | 724.66 | EA | 0
RBW6558HA | Canada | CAD | SLEEVE,CADWELD,LOW SLIP # | 104.98 | EA | 0
SES40P2083P | Canada | CAD | PROTECTOR,SURGE,120/208V | 343.16 | EA | 0
GYJ183D | Canada | CAD | MOLD,CABLE TO GRD ROD,VER | 1147.17 | EA | 0
GTC331L | Canada | CAD | MOLD,CABLE TO GRD ROD, | 276.78 | EA | 0
CAHAA1HAG | Canada | CAD | MOLD,CABLE TO HORZ STL,HO | 168.64 | EA | 0
561143 | Canada | CAD | BLOCK,SPLICE,350AMP,TUNNE | 58.89 | EA | 0
PQC160-240V | Canada | CAD | SES160B240V | 1562.07 | EA | 0
VFC1VV3 | Canada | CAD | MOLD,CABLE TO VERT STL,VE | 276.78 | EA | 0
TAC2Q2CW | Canada | CAD | MOLD,CABLE,HORZ TEE,W/WP | 355.41 | EA | 0
EDT215040R | Canada | CAD | ENHANCED TYPE 2, 150V,40 | 561.22 | EA | 0
EGBA384120BB | Canada | CAD | BAR,GRD BUS,3/8 X 4 X 120 | 1930.5 | EA | 0
557060 | Canada | CAD | BRAID,CU,PLAIN,25 M LG, | 14.24 | MR | 0
RJC512Q | Canada | CAD | MOLD,CABLE TO REBAR,VERT | 276.78 | EA | 0
611300HA01UL | Canada | CAD | ROD,GRD,1/2X10,CU CLAD,10 | 56.97 | EA | 0
553370 | Canada | CAD | CLAMP,FLEXIBAR,REINFORCED | 135.63 | EA | 0
CACHAADC12 | Canada | CAD | MOLD,BUS TO HORZ STL,THRU | 168.64 | EA | 0
LPA2855F5F | Canada | CAD | ADAPTER,AL,SWIVEL,5/8IN | 47.46 | EA | 0
534010ABB24 | Canada | CAD | FLEXIBAR,ADV,2X20X1MM,ABB | 175.4 | EA | 0
PBW33S9WS | Canada | CAD | BOND KIT,STUB END WEB,500 | 66.13 | EA | 0
A930W007 | Canada | CAD | ANCHOR,EXPANSION SHIELD,3 | 5.68 | EA | 0
CAB101AA | Canada | CAD | LUG,CU,1/16 X 1/2,W/1-9/3 | 6.99 | EA | 0
GYE16T3 | Canada | CAD | MOLD,CABLE TO GRD ROD,VER | 276.78 | EA | 0
EL28S5 | Canada | CAD | COUPLER,LENTON,STRAIGHT | 60.35 | EA | 0
SBBDHH9 | Canada | CAD | BOND,ARC WELD HEAD,9 LONG | 11.28 | EA | 0
RBWS1467E | Canada | CAD | BASIN,POURING,#10 STANDAR | 292.1 | EA | 0
TAC9F9C | Canada | CAD | MOLD,CABLE,HORZ TEE | 276.78 | EA | 0
LECY3CAJ | Canada | CAD | MOLD,CABLE TO BUS/LUG,HOR | 276.78 | EA | 0
CAPGT1H1H | Canada | CAD | MOLD,CABLE, HORZ THRU PAR | 269.61 | EA | 0
HDGTC162CW | Canada | CAD | MOLD, CABLE TO GRD ROD,VE | 355.41 | EA | 0
534036GE13 | Canada | CAD | FLEXIBAR,ADV,10X40X1MM,GE | 472.37 | EA | 0
RJE592QM | Canada | CAD | MOLD,CABLE TO REBAR,VERT | 775.14 | EA | 0
SES320B120V | Canada | CAD | SES, 320KA, BASIC, 120V | 1512.97 | EA | 0
SCC9503A | Canada | CAD | WELD METAL,ALLOY,F20 | 106.57 | EA | 0
563190 | Canada | CAD | BLOCK,4,POLE,DISTRIBUTION | 382.37 | EA | 0
SES40P120/240SP | Canada | CAD | PROTECTOR,SURGE,120/240V | 204.39 | EA | 0
FLXPABB0033 | Canada | CAD | FLEXIBAR,ADV,4X80X1,ABB | 236.08 | EA | 0
VVR9DV3C | Canada | CAD | MOLD,CABLE TO VERT STL,VE | 376.08 | EA | 0
285120 | Canada | CAD | KIT,FLEXIBAR,ADV,EATON | 969.37 | EA | 0
HAAY4M | Canada | CAD | MOLD,CABLE TO HORZ STL,HO | 119.87 | EA | 0
CAGRT181H | Canada | CAD | MOLD,CABLE TO GRD ROD,VER | 269.61 | EA | 0
A931A003 | Canada | CAD | NAIL,ROOF,RING BARB SHANK | 0.21 | EA | 0
SBPAJG156 | Canada | CAD | BOND,PLUG,S12 156 LONG | 104.27 | EA | 0
B117C50 | Canada | CAD | DISK,STL,1-1/2 INCH,50 PC | 0.25 | EA | 0
ELC12FS2 | Canada | CAD | COUPLER,LENTON FORM SAVER | 3.4 | EA | 0
LVCEG2Q | Canada | CAD | MOLD,CABLE TO BUS,HORZ CA | 276.78 | EA | 0
XLLAC1TCE | Canada | CAD | MOLD,CABLE TO BUS/LUG, | 929.6 | EA | 0
B102EHOL | Canada | CAD | LUG,CU,1/4 X 2 W/2-9/16 H | 79.18 | EA | 0
CRD18EK | Canada | CAD | MOLD,BUS TO GRD ROD,VERT | 586.79 | EA | 0
PHJ2Q2QM | Canada | CAD | MOLD,CABLE,VERT THRU PARA | 925.44 | EA | 0
VFC1TV1.50 | Canada | CAD | MOLD,CABLE TO VERT STL,VE | 276.78 | EA | 0
PQM100480D | Canada | CAD | PROTECTOR,SURGE,PQM100, 4 | 3406.75 | EA | 0
549517 | Canada | CAD | SUPPORT,ALUIMNUM, | 44.9 | EA | 0
PB10SS4K2W | Canada | CAD | MOLD,CABLE,HORZ SPLICE | 271.52 | EA | 0
YRC2GSFRH | Canada | CAD | MOLD,CABLE,HORZ Y 45 DEG | 276.78 | EA | 0
PB10VB1H | Canada | CAD | MOLD,CABLE TO VERT STL,VE | 271.52 | EA | 0
XB32Q2Q | Canada | CAD | MOLD,4/0 STR TO 4/0 STR, | 606.83 | EA | 0
RPSCW4STPXL | Canada | CAD | CROSSOVER,4 STEP,LADDER | 15271.67 | EA | 0
T370 | Canada | CAD | STAPLE,CU WELD,.144 DIA X | 0.55 | EA | 0
NDF162L | Canada | CAD | MOLD,CABLE TO GRD ROD,HOR | 659.46 | EA | 0
VNCSFRH1.25 | Canada | CAD | MOLD,CABLE TO VERT STL,HO | 276.78 | EA | 0
SB10LA3CC | Canada | CAD | MOLD,CABLE TO BUS/LUG,HOR | 270.4 | EA | 0
XBM2G1V | Canada | CAD | MOLD,CABLE,HORZ X LAPPED | 844.84 | EA | 0
534040AME01 | Canada | CAD | FLEXIBAR,ADV,6X50X1MM,AME | 137.51 | EA | 0
MBA47 | Canada | CAD | MOLD,BLANK,R PRICE 250300 | 364.96 | EA | 0
HSC2W | Canada | CAD | MOLD,CABLE TO HORZ STL,HO | 302.99 | EA | 0
XLPB60YR4X001S | Canada | CAD | MOLD,CABLE,HORZ Y 77 DEG | 446.04 | EA | 0
WTBR487CT1 | Canada | CAD | RECEPTOR,TIP,WIND TURBINE | 108.43 | EA | 0
PTC2Q2CW | Canada | CAD | MOLD,CABLE, HORZ THRU PAR | 329.2 | EA | 0
SBTBTB5B | Canada | CAD | WELDER,BOND,3/16 & 3/4 TA | 419.06 | EA | 0
SBTBS3412 | Canada | CAD | BOND,SWITCH,3/16 & 1 TAB | 12.13 | EA | 0
EGBD14224BB | Canada | CAD | BAR,GRD BUS,1/4 X 2 X 24 | 231.4 | EA | 0
534040SI02 | Canada | CAD | FLEXIBAR,ADV,6X50X1MM,SI, | 392.81 | EA | 0
HDGTC182C | Canada | CAD | MOLD,CABLE TO GRD ROD VER | 276.78 | EA | 0
EL28A2 | Canada | CAD | COUPLER,LENTON STANDARD,# | 45.75 | EA | 0
PBC12W24 | Canada | CAD | BOND KIT,RAIL C,250KCM RL | 47.85 | EA | 0
EGBA14116HH | Canada | CAD | BAR ASSY,GRD BUS,1/4X1X16 | 127.4 | EA | 0
PBWY4LH | Canada | CAD | MOLD,CABLE HORZ TO RAIL W | 181.84 | EA | 0
A806A06F | Canada | CAD | CABLE,COMPOSITE,14.5MM,CU | 28.12 | EA | 0
EL28CPPW | Canada | CAD | LENTON,PLUG,PLASTIC,#9, | 6.33 | EA | 0
SSCY9 | Canada | CAD | MOLD,CABLE,HORZ SPLICE | 276.78 | EA | 0
CAHCA1VA | Canada | CAD | MOLD,CABLE TO HORZ STL,HO | 168.64 | EA | 0
RBM2671100M | Canada | CAD | FITTING,CADWELD,#18 END A | 271.45 | EA | 0
545233DSN01 | Canada | CAD | BRAID,CU,TIN,51MM2,1 LYR, | 53.55 | EA | 0
BBREAM | Canada | CAD | MOLD,BUS BAR,HORZ SPLICE | 376.08 | EA | 0
SBAUIC60R15MM | Canada | CAD | CLIP,RAIL,ASSY,UIC60 PROF | 15.68 | EA | 0
EGBA14612GG | Canada | CAD | BUSBAR,GRD,CU,1/4X6X12,GG | 257.4 | EA | 0
A800A22F100 | Canada | CAD | CABLE,CU,BARE,4/0 CONC,19 | 904.76 | EA | 0
GTC333Q | Canada | CAD | MOLD,CABLE TO GRD ROD,VER | 276.78 | EA | 0
VBC9FV3CW | Canada | CAD | MOLD,CABLE TO VERT STL,VE | 302.99 | EA | 0
534013EA02 | Canada | CAD | FLEXIBAR,ADV,5X20X1,EA | 190.83 | EA | 0
EGBA14420NNT | Canada | CAD | BAR,GRD BUS,1/4 X 4 X 20, | 361.4 | EA | 0
EGBK14424QQ | Canada | CAD | BUSBAR,GRD,CU,1/4X4X24,QQ | 206.71 | EA | 0
XLTAC1H1H | Canada | CAD | MOLD,CABLE,HORZ TEE | 328.55 | EA | 0
LC22S2D | Canada | CAD | SLEEVE,S2 SERIES,22MM, | 102.71 | EA | 0
RDH552V | Canada | CAD | MOLD,CABLE TO REBAR,HORZ | 484.97 | EA | 0
RBVC23010M | Canada | CAD | BASIN,POURING,#18 VERT SI | 1424.21 | EA | 0
534020SER06 | Canada | CAD | FLEXIBAR,ADV,6X24X1MM,SER | 423.62 | EA | 0
SSC2V2Q | Canada | CAD | MOLD,CABLE,HORZ SPLICE | 276.78 | EA | 0
563900 | Canada | CAD | BLOCK,4,POLE DISTRIBUTION | 29.58 | EA | 0
815880SG | Canada | CAD | GROUND ROD,GALV,POINTED | 25.52 | EA | 0
RRC538C | Canada | CAD | MOLD,CABLE TO REBAR,HORZ | 276.78 | EA | 0
EL28CPPSW | Canada | CAD | LENTON,PLUG,PLASTIC,STEEL | 7.74 | EA | 0
SES200277/480 | Canada | CAD | PROTECTOR,SURGE,277/480V | 7403.99 | EA | 0
CAHAA1K | Canada | CAD | MOLD,CABLE TO HORZ STL, | 168.64 | EA | 0
715412 | Canada | CAD | MACHINE,DRILLING,4 STROKE | 9217.3 | EA | 0
PB10HS2G | Canada | CAD | MOLD,CABLE TO HORZ STL,HO | 199.84 | EA | 0
TGBA06L02P | Canada | CAD | TELECOM GROUNDING BUSBAR, | 78 | EA | 0
PTC2Q1G | Canada | CAD | MOLD,CABLE, HORZ THRU PAR | 276.78 | EA | 0
LACY8EAL | Canada | CAD | MOLD,CABLE TO BUS/LUG,HOR | 276.78 | EA | 0
TAC3Q3QHQ | Canada | CAD | MOLD,CABLE,HORZ TEE,HYDRO | 276.78 | EA | 0
ME/MISC1 | Canada | CAD | QUICK SALE | 938.04 | EA | 0
LPC34038 | Canada | CAD | BASE,CU,CAST,STEEL MOUNT, | 46.57 | EA | 0
SSC1K | Canada | CAD | MOLD,CABLE,HORZ SPLICE | 276.78 | EA | 0
PQDS1000B480 | Canada | CAD | PQDS-1-2P-480V, | 1356.59 | EA | 0
LPC31812 | Canada | CAD | BASE,CU,SIDE MOUNT,1/2IN | 54.37 | EA | 0
GTC189H | Canada | CAD | MOLD,CABLE TO GRD ROD,VER | 276.78 | EA | 0
613800 | Canada | CAD | ROD,GRD,3/8X10,CU BONDED | 41.2 | EA | 0
EGBA14430CCT | Canada | CAD | BAR,GRD BUS,1/4 X 4 X 30 | 530.4 | EA | 0
RDM532G | Canada | CAD | MOLD,CABLE TO REBAR,HORZ | 844.84 | EA | 0
550970 | Canada | CAD | BUSBAR,CU,30X10MM,4M PCB | 918.92 | EA | 0
EL28D14 | Canada | CAD | ANCHOR,LENTON,TERMINATOR, | 51.91 | EA | 0
508002 | Canada | CAD | BRAID,FLEXIBLE, | 414.96 | EA | 0
GRCP200Y6 | Canada | CAD | MOLD,CABLE TO GRD ROD,VER | 276.78 | EA | 0
VBC1P | Canada | CAD | MOLD,CABLE TO VERT STL,VE | 276.78 | EA | 0
RBVA9095C | Canada | CAD | BASIN,POURING,#8 VERTICAL | 685.41 | EA | 0
SBB852A8C1G48 | Canada | CAD | CLAMP ASSY,SIGNAL MAST GR | 196.87 | EA | 0
B104JK | Canada | CAD | LUG,CU,1/2 X 3 W/4-9/16 H | 194.64 | EA | 0
EL20PPPN | Canada | CAD | PLUG,PARALLEL,LENTON | 1.05 | EA | 0
TAC1T1H | Canada | CAD | MOLD,CABLE,HORZ TEE | 276.78 | EA | 0
LPC61058 | Canada | CAD | BASE,CU,CAST,CONCEALED | 42 | EA | 0
550950 | Canada | CAD | BUSBAR,CU,160X10MM,4M | 4876.3 | EA | 0
EGBA38424BB | Canada | CAD | BAR,GRD BUS,3/8 X 4 X 24 | 397.8 | EA | 0
LU36DR16D | Canada | CAD | LENTON ULTIMATE,ANCHOR, | 24.6 | EA | 0
LJCEE1T | Canada | CAD | MOLD,CABLE TO BUS/LUG,HOR | 276.78 | EA | 0
MBB18 | Canada | CAD | MOLD,BLANK,400500 D PRICE | 390.48 | EA | 0
CAPCP2C1L | Canada | CAD | MOLD,CABLE,HORZ TAP PARAL | 304.14 | EA | 0
RBF220 | Canada | CAD | MATERIAL,FILLER,REBAR FER | 113.34 | EA | 0
TAC2G1H | Canada | CAD | MOLD,CABLE,HORZ TEE | 276.78 | EA | 0
PTC4L2Q | Canada | CAD | MOLD,CABLE,HORZ THRU PARA | 276.78 | EA | 0
EBGPP | Canada | CAD | GROUNDING,PLATE,BARE,10X | 32.84 | EA | 0
RDH541G | Canada | CAD | MOLD,CABLE TO REBAR,HORZ | 484.97 | EA | 0
534047GE01 | Canada | CAD | FLEXIBAR,ADV,8X63X1,GE | 493.62 | EA | 0
EMMCU080X36X96A | Canada | CAD | EXP METAL MESH .080 CU | 2103.17 | EA | 0
534050L3MP | Canada | CAD | FLEXIBAR,BUSBAR,MTO, | 99999.99 | EA | 0
HSC3AW | Canada | CAD | MOLD,CABLE TO HORZ STL,HO | 302.99 | EA | 0
CMC16PAL | Canada | CAD | MOLD,BUS TO GRD ROD,VERT | 276.78 | EA | 0
EL18A12 | Canada | CAD | COUPLER,LENTON,A12,#18MM | 23.36 | EA | 0
SBB2721LS480 | Canada | CAD | SHUNT,BASE,HARD,3/16,ORG | 449.79 | EA | 0
RBT6101HS | Canada | CAD | SPLICE,KIT,#6 CADWELD T-S | 189.81 | EA | 0
GRC332V | Canada | CAD | MOLD,CABLE TO GRD ROD,VER | 276.78 | EA | 0
PB10SS2W4H | Canada | CAD | MOLD,CABLE,HORZ SPLICE | 199.84 | EA | 0
RRH542V | Canada | CAD | MOLD,CABLE TO REBAR,HORZ | 484.97 | EA | 0
FC078 | Canada | CAD | CLAMP, FENCE 2-1/2 IPS | 92.29 | EA | 0
PTCY7Y5 | Canada | CAD | MOLD,CABLE,HORZ THRU PARA | 276.78 | EA | 0
TAC2Q1D | Canada | CAD | MOLD,CABLE,HORZ TEE | 276.78 | EA | 0
PBB103EK08 | Canada | CAD | PLATE,IMPD BOND ADAPTER, | 63.69 | EA | 0
556840 | Canada | CAD | BRAID,EARTH | 14.07 | EA | 0
A927F200 | Canada | CAD | BOLT,HEX HEAD,1/2-13 X 1- | 7.67 | EA | 0
EGBA14412RRT | Canada | CAD | BUSBAR,GRD,CU,1/4X4X12,RR | 226.2 | EA | 0
534518 | Canada | CAD | IBS ADV 120-830-10 | 160.56 | EA | 0
HFC2Q | Canada | CAD | MOLD,CABLE TO 45DEG STL,V | 276.78 | EA | 0
TAC2Q2V | Canada | CAD | MOLD,CABLE,HORZ TEE | 276.78 | EA | 0
PB1250PLUSF80 | Canada | CAD | CADWELD PLUS,#1250,F80 | 114.66 | EA | 0
EL25P14LSP01Q | Canada | CAD | COUPLER,LENTON,SPECIAL, | 122.5 | EA | 0
SB20128B | Canada | CAD | BOND,CADWELD HF,3/16X7 1/ | 7.53 | EA | 0
556850 | Canada | CAD | BRAID,PREFAB,250MM,250A | 15.41 | EA | 0
SBD50 | Canada | CAD | DIE,HAMMER,3/16 | 88.71 | EA | 0
S09C | Canada | CAD | SLEEVE,TINNED CU,.328 ID, | 1.85 | EA | 0
RHC521H | Canada | CAD | MOLD,CABLE TO REBAR,HORZ | 276.78 | EA | 0
FLXPSHL0013 | Canada | CAD | FLEXIBAR,ADV,5X20X1MM,SHL | 108.924 | EA | 0
VNC2GLH1.25 | Canada | CAD | MOLD,CABLE TO VERT STL,HO | 276.78 | EA | 0
HYA15HT | Canada | CAD | ADDITIVE,GROUT,HOT TEMP | 21.71 | EA | 0
ERICORE067T | Canada | CAD | DOWNCONDUCTOR,LIGHTNING, | 12684.35 | EA | 0
GDR149B | Canada | CAD | MOLD,CABLE TO GRD ROD,VER | 376.08 | EA | 0
534041L3MP | Canada | CAD | FLEXIBAR,BUSBAR,MTO, | 99999.99 | EA | 0
633415 | Canada | CAD | GROUND ROD,CU CLAD,SECTIO | 164.88 | EA | 0
EGBC14310LL | Canada | CAD | BAR,GRD BUS,1/4 X 3 X 10 | 117 | EA | 0
C11302X | Canada | CAD | FRAME ASSY,4X6X8-1/2IN | 505.86 | EA | 0
SSC9A | Canada | CAD | MOLD,CABLE,HORZ SPLICE | 276.78 | EA | 0
PB13GY161H | Canada | CAD | MOLD,CABLE TO GRD ROD,VER | 271.52 | EA | 0
EL36S4B | Canada | CAD | COUPLER,LENTON,STRGHT,S4, | 77.83 | EA | 0
CAHBA1Y6 | Canada | CAD | MOLD,CABLE TO HORZ CAST | 184.85 | EA | 0
534026AMX15 | Canada | CAD | FLEXIBAR,ADV,5X32X1,AMX | 112.26 | EA | 0
CAGRP181V | Canada | CAD | MOLD,CABLE TO GRD ROD,VER | 304.14 | EA | 0
SB41HA001 | Canada | CAD | MOLD,CABLE TO HORZ STL,HO | 104.53 | EA | 0
SBT375AWH | Canada | CAD | CLAMP KIT,WIRE,PVC | 4.69 | EA | 0
PGC8D8D | Canada | CAD | MOLD,CABLE, HORZ THRU PAR | 276.78 | EA | 0
SBA148100 | Canada | CAD | CLIP,CONCRETE TIE,A=9.25, | 70.99 | EA | 0
SBPMJ314 | Canada | CAD | BOND,MULTI-PURPOSE PLUG,S | 11.26 | EA | 0
XL65 | Canada | CAD | WELD METAL,ALLOY,F20,EXOL | 78.99 | EA | 0
ESBP1/0 | Canada | CAD | CONNECTOR,SPLIT BOLT,DUAL | 10.89 | EA | 0
XL600F80 | Canada | CAD | WELD METAL,ALLOY,F80, | 162.58 | EA | 0
VSC8KV3 | Canada | CAD | MOLD,CABLE TO VERT STL,45 | 276.78 | EA | 0
LPC228BST | Canada | CAD | POINT,CU,BLUNT BARE,1/2IN | 113.83 | EA | 0
CAVHT1H6 | Canada | CAD | MOLD,CABLE TO VERT CAST I | 269.61 | EA | 0
558302ADV | Canada | CAD | IBSBADV 25-287-6 E&I | 5.67 | EA | 0
534051HLC03 | Canada | CAD | FLEXIBAR,ADV,6X80X1MM,HLC | 188.28 | EA | 0
549450 | Canada | CAD | BRACKET,SUPPORT,CABS,BRAC | 27.13 | EA | 0
GTC312C | Canada | CAD | MOLD,CABLE TO GRD ROD,VER | 276.78 | EA | 0
611360SG01 | Canada | CAD | GROUND ROD,COPPERBONDED,1 | 20.92 | EA | 0
A928G003 | Canada | CAD | NUT,HEX,FLANGE,SERRATED,1 | 0.53 | EA | 0
EL12A2GV | Canada | CAD | COUPLER,LENTON,STANDARD, | 65.78 | EA | 0
GFC024 | Canada | CAD | MOLD,CABLE TO GRD ROD,HOR | 276.78 | EA | 0
GFC1K001 | Canada | CAD | MOLD,CABLE TO GRD ROD,HOR | 276.78 | EA | 0
RRH562C | Canada | CAD | MOLD,CABLE TO REBAR,HORZ | 484.97 | EA | 0
SBTBJ3436 | Canada | CAD | BOND,JUMPER,3/16 & 1 TAB | 18.03 | EA | 0
LPA5963 | Canada | CAD | CLAMP,PIPE,U-BOLT | 63.96 | EA | 0
558587 | Canada | CAD | BRAID,SHUNT,INSULATED,IBS | 19.79 | EA | 0
CAVST1GB | Canada | CAD | MOLD,CABLE TO VERT STL,45 | 269.61 | EA | 0
LPCAR2015 | Canada | CAD | TERMINAL,AIR,2000MM,5/8 D | 202.64 | EA | 0
PTC3H2Q | Canada | CAD | MOLD,CABLE, HORZ THRU PAR | 276.78 | EA | 0
ZZA16H | Canada | CAD | LITERATURE,ELECTRICAL,TRA | 99999.99 | EA | 0
CWP34SHE | Canada | CAD | CLAMP,WATER PIPE,BRZ,W/CU | 16.8 | EA | 0
VBC2L | Canada | CAD | MOLD,CABLE TO VERT STL,VE | 276.78 | EA | 0
EL20S13 | Canada | CAD | COUPLER,LENTON,STRAIGHT, | 43.66 | EA | 0
PB10SS4G | Canada | CAD | MOLD,CABLE,HORZ SPLICE | 271.52 | EA | 0
VSC3AV2 | Canada | CAD | MOLD,CABLE TO VERT STL,45 | 276.78 | EA | 0
L161A | Canada | CAD | FRAME,ASSY,L161A,MINI EZ, | 304.2 | EA | 0
PB65PLUSF80 | Canada | CAD | CADWELD PLUS,#65,F80 | 11.3 | EA | 0
SBA161112A078 | Canada | CAD | CLIP ASSY,RAIL,A=10.0625 | 48.78 | EA | 0
LPA62812 | Canada | CAD | ADAPTER,AL,THRU-ROOF, | 100.98 | EA | 0
EL12D6Q | Canada | CAD | ANCHOR,LENTON TERMINATOR, | 17.11 | EA | 0
534007CH27 | Canada | CAD | FLEXIBAR,ADV,4X15.5X0.8MM | 95.68 | EA | 0
534010ABB28 | Canada | CAD | FLEXIBAR,ADV,2X20X1MM,ABB | 190.91 | EA | 0
LJCPALY4 | Canada | CAD | MOLD,CABLE TO BUS/LUG,HOR | 276.78 | EA | 0
ZZERT_BACKHAUL | Canada | CAD | BACK HAUL CREDIT-ERITECH | 139749.99 | EA | 0
DT175020R | Canada | CAD | TYPE 1, 750V, 2 0 | 475.19 | EA | 0
559693 | Canada | CAD | INSULATOR,3,1/2-13 X 5/8 | 8.85 | EA | 0
EGBA14210JF | Canada | CAD | BAR,GRD BUS,1/4 X 2 X 10 | 114.4 | EA | 0
SB20108B | Canada | CAD | B0ND,CADWELD TAB,3/16X9 3 | 6.28 | EA | 0
AX3694BOX | Canada | CAD | DISK,FORM SAVER,#4 PLATE | 0.06 | EA | 0
GT1161G | Canada | CAD | ONE-SHOT,CABLE TO GRD ROD | 27.21 | EA | 0
ERICORE016T | Canada | CAD | DOWNCONDUCTOR,LIGHTNING, | 4748.61 | EA | 0
FLXPRW0003 | Canada | CAD | FLEXIBAR,ADV,6X32X1MM,RW, | 327.78 | EA | 0
A986BM025 | Canada | CAD | COVER,ASSY,PHANTOM BOM 3 | 102.28 | EA | 0
ERICORE097T | Canada | CAD | DOWNCONDUCTOR,LIGHTNING, | 17651.73 | EA | 0
558932 | Canada | CAD | FLEX FOLD-FIXED VICE MFFV | 1122.67 | EA | 0
534034GE34 | Canada | CAD | FLEXIBAR,ADV,6X40X1MM,GE, | 260.26 | EA | 0
TAC9H9E | Canada | CAD | MOLD,CABLE,HORZ TEE | 276.78 | EA | 0
GRC371L | Canada | CAD | MOLD,CABLE TO GRD ROD,VER | 276.78 | EA | 0
GSC161V | Canada | CAD | MOLD,CABLE TO GRD ROD,HOR | 258.69 | EA | 0
VBCY8 | Canada | CAD | MOLD,CABLE TO VERT STL,VE | 276.78 | EA | 0
563448 | Canada | CAD | BRAID,CU,70MM2,BLK | 5.82 | EA | 0
EL43TP14L | Canada | CAD | COUPLER,LENTON,P14L,43MM, | 199.23 | EA | 0
HTCY7 | Canada | CAD | MOLD,CABLE TO HORZ STL,HO | 276.78 | EA | 0
SES160BFP | Canada | CAD | SES160B FLUSH PLATE | 33.48 | EA | 0
RBF15 | Canada | CAD | MATERIAL,FILLER,REBAR FER | 9.01 | EA | 0
TAC2V1V | Canada | CAD | MOLD,CABLE,HORZ TEE | 276.78 | EA | 0
611380SG01 | Canada | CAD | GROUND ROD,COPPERBONDED,1 | 25.97 | EA | 0
CAF11V24 | Canada | CAD | BOND,CATH,2 CONC CLASS B, | 52.07 | EA | 0
PB13HTT1001 | Canada | CAD | MOLD,CABLE TO HORZ STL,HO | 271.52 | EA | 0
534029ABB11 | Canada | CAD | FLEXIBAR,ADV,10X32X1,ABB, | 187.84 | EA | 0
534047L3M | Canada | CAD | FLEXIBAR,ADV,8X63X1MM,3M | 1362.27 | EA | 0
534441 | Canada | CAD | IBSB ADV 240-330-10-12 | 102.32 | EA | 0
VSC1TV1 | Canada | CAD | MOLD,CABLE TO VERT STL,45 | 276.78 | EA | 0
LPC2955F5F | Canada | CAD | ADAPTER,CU,COUPL.,5/8IN F | 28.44 | EA | 0
EL43TA2Q | Canada | CAD | COUPLER,LENTON STANDARD, | 119.35 | EA | 0
RBT1418101HSA | Canada | CAD | SLEEVE,CADWELD,#14/#18 T | 237.08 | EA | 0
LPA544 | Canada | CAD | CLAMP,AL,STAMPED,GUTTER | 17.94 | EA | 0
XAC2P2P | Canada | CAD | MOLD,CABLE,HORZ X SAME PL | 276.78 | EA | 0
ECRCTP | Canada | CAD | CAP,ASSY,CHEMROD,PIPE PLU | 48.33 | EA | 0
BMCPA031 | Canada | CAD | MOLD,6X31MM BUS TO 6X31MM | 276.78 | EA | 0
TAC2V9J | Canada | CAD | MOLD,CABLE,HORZ TEE | 276.78 | EA | 0
534053RW08 | Canada | CAD | FLEXIBAR,ADV,10X80X1,RW | 816.66 | EA | 0
EL20P9ES | Canada | CAD | COUPLER,LENTON POSITION,# | 111.14 | EA | 0
LPC103 | Canada | CAD | CABLE,CU,SMOOTH WEAVE, | 18.63 | EA | 0
503210RB01 | Canada | CAD | BRAID,CU,TIN,300MM2,2 LYR | 193.49 | EA | 0
GRC141V | Canada | CAD | MOLD,CABLE TO GRD ROD,VER | 276.78 | EA | 0
VSC2QV21CW | Canada | CAD | MOLD,CABLE TO VERT STL,45 | 302.99 | EA | 0
GRT14A1H | Canada | CAD | MOLD,CABLE TO GRD ROD,VER | 269.61 | EA | 0
556250 | Canada | CAD | SLEEVE,BRAID,GLASS FIBER, | 9.72 | EA | 0
RBT111011HSA | Canada | CAD | SLEEVE,CADWELD,#11 -1 | 162.14 | EA | 0
B279DRH | Canada | CAD | COVER,FRAME,MTG,RH | 11.95 | EA | 0
534041KOM12 | Canada | CAD | FLEXIBAR,ADV,8X50X1MM,KOM | 264.11 | EA | 0
VSC2GV3C | Canada | CAD | MOLD,CABLE TO VERT STL,45 | 276.78 | EA | 0
LPA2845F2M | Canada | CAD | ADAPTER,AL,SWIVEL,5/8IN | 36.23 | EA | 0
UTB110DPM | Canada | CAD | PROTECTOR,SURGE,UTB REPLA | 203.16 | EA | 0
SBXSTB4A | Canada | CAD | MOLD ASSY,BOND,3/16 & 1 T | 159.03 | EA | 0
PB10GR182G | Canada | CAD | MOLD,CABLE TO GRD ROD,VER | 271.52 | EA | 0
EL43TP13L | Canada | CAD | COUPLER,LENTON,P13L,46MM, | 267.09 | EA | 0
CWP4J | Canada | CAD | CLAMP,WATER PIPE,BRZ 2-1/ | 84.98 | EA | 0
RDM522QM | Canada | CAD | MOLD,CABLE TO REBAR,HORZ | 574.44 | EA | 0
549519 | Canada | CAD | BRACKET,KIT,CABS,T-BRACKE | 28.18 | EA | 0
EL20D6 | Canada | CAD | COUPLER,LENTON TERMINATOR | 10.68 | EA | 0
EGBA14616CC | Canada | CAD | BAR,GRD BUS,1/4 X 6 X 16 | 268.65 | EA | 0
A928H006 | Canada | CAD | NUT,WING,1/2-13, NYLON | 0.24 | EA | 0
174920 | Canada | CAD | CLIP,M8TI58 | 3.22 | EA | 0
VSCY3V3C | Canada | CAD | MOLD,CABLE TO VERT STL,45 | 276.78 | EA | 0
XL200 | Canada | CAD | WELD METAL,ALLOY,F20,EXOL | 101.73 | EA | 0
PB80LS5X7HA120 | Canada | CAD | MOLD,CABLE TO BUS/LUG,HOR | 906.82 | EA | 0
PCC2Q1K | Canada | CAD | MOLD,CABLE,HORZ TAP PARAL | 276.78 | EA | 0
LJCEF2Q | Canada | CAD | MOLD,CABLE TO BUS/LUG, | 276.78 | EA | 0
NT1181LHQ | Canada | CAD | ONE-SHOT,CABLE TO GRD ROD | 43.73 | EA | 0
EL32A22 | Canada | CAD | COUPLER,LENTON,STANDARD, | 60.36 | EA | 0
A927P020 | Canada | CAD | SCREW,WOOD,SLOTTED PANHEA | 0.51 | EA | 0
SBC105RR | Canada | CAD | CLAMP,QUICK GRIP,ADJ CLMP | 1103.17 | EA | 0
LPS415 | Canada | CAD | POINT,SS,INDUSTRIAL STACK | 245.88 | EA | 0
CAHBA1G16 | Canada | CAD | MOLD,CABLE TO HORZ CAST I | 168.64 | EA | 0
549400 | Canada | CAD | BRACKET,SUPPORT,CAB T SET | 18.73 | EA | 0
B187C05RH | Canada | CAD | FRAME,ASSY,5X4 K PRICE | 574.46 | EA | 0
HSC1V004 | Canada | CAD | MOLD,CABLE TO HORZ STL,HO | 276.78 | EA | 0
B540A14618A | Canada | CAD | COVER,BUSBAR,1/4X6X18,CLR | 86.26 | EA | 0
PBAL12Q00172 | Canada | CAD | BOND,JOINT,AL1 4/0 19 | 106.13 | EA | 0
EL22CIPS | Canada | CAD | PROTECTOR,THREAD,INTERNAL | 0.24 | EA | 0
XLPGP1H1H | Canada | CAD | MOLD,CABLE,HORZ THRU PARA | 357.02 | EA | 0
HAA1T162CM | Canada | CAD | MOLD,CABLE TO HORZ STL,HO | 119.87 | EA | 0
CAFCA1L12 | Canada | CAD | MOLD,CABLE,TO HORZ C.I.PI | 168.64 | EA | 0
ERICORE065T | Canada | CAD | DOWNCONDUCTOR,LIGHTNING, | 12353.21 | EA | 0
RRH582Q | Canada | CAD | MOLD,CABLE TO REBAR,HORZ | 484.97 | EA | 0
T329 | Canada | CAD | HANDLE,FILE | 43.6 | EA | 0
EL12S4 | Canada | CAD | COUPLER,LENTON,STRAIGHT, | 38.58 | EA | 0
LPA226ST | Canada | CAD | POINT,AL,BLUNT,1/2 X 30IN | 22.79 | EA | 0
A109G | Canada | CAD | CABLE,SAMPLE,3 IN LONG, | 11.14 | EA | 0
NCR162G2Q | Canada | CAD | MOLD,CABLE TO GRD ROD,HOR | 376.08 | EA | 0
ECRV103Q4D | Canada | CAD | GROUND ROD,ASSY,KIT,10FT, | 2123.26 | EA | 0
VBC1LV3C | Canada | CAD | MOLD,CABLE TO VERT STL,VE | 276.78 | EA | 0
LAC2GCE | Canada | CAD | MOLD,CABLE TO BUS/LUG,HOR | 276.78 | EA | 0
PQCF160-120V | Canada | CAD | SES160F120V | 1884.26 | EA | 0
EL3632A12 | Canada | CAD | COUPLER,LENTON,A12#11-#10 | 76.23 | EA | 0
RDH602Q | Canada | CAD | MOLD,CABLE TO REBAR,HORZ | 484.97 | EA | 0
XLSSC2Q | Canada | CAD | MOLD,CABLE,HORZ SPLICE | 328.55 | EA | 0
LPP74718 | Canada | CAD | PROTECTOR,CABLE,U GUARD 1 | 62.21 | EA | 0
TAC8C2L | Canada | CAD | MOLD,CABLE,HORZ TEE | 276.78 | EA | 0
XBQY4Y4 | Canada | CAD | 3OLD,CABLE,HORZ X LAPPED, | 528.45 | EA | 0
PB72QVJH150C001 | Canada | CAD | MOLD,CABLE TO LUG,HORZ | 476.13 | EA | 0
TAC2P1L | Canada | CAD | MOLD,CABLE,HORZ TEE | 276.78 | EA | 0
503230EES02 | Canada | CAD | BRAID,CU,TIN,400MM2,3LYR, | 368.46 | EA | 0
FLXPLAM0037 | Canada | CAD | FLEXIBAR,ADV,2X15.5X0.8 | 632.74 | EA | 0
TAC8D8D | Canada | CAD | MOLD,CABLE,HORZ TEE | 276.78 | EA | 0
TAC3A3AW | Canada | CAD | MOLD,CABLE,HORZ TEE | 355.41 | EA | 0
RTBN130M | Canada | CAD | RAIL TRANSIENT BARRIER, | 101.49 | EA | 0
631340FS01 | Canada | CAD | ROD,GRD,1/2X1200MM,CU BON | 25.3 | EA | 0
GYE182C | Canada | CAD | MOLD,CABLE TO GRD ROD,VER | 775.14 | EA | 0
RBT1114101A | Canada | CAD | SLEEVE,CADWELD,#11/#14 T- | 186.73 | EA | 0
HAA1B162C | Canada | CAD | MOLD,CABLE TO HORZ STL,HO | 168.64 | EA | 0
ECRV102Q10UB | Canada | CAD | GROUND ROD,ASSY,10 FT,VER | 1076.06 | EA | 0
567880 | Canada | CAD | KIT,CONTACT,HARDWARE,M12X | 3.21 | EA | 0
BBDHAMHAM | Canada | CAD | MOLD,BUS BAR,HORZ SPLICE | 586.79 | EA | 0
557390 | Canada | CAD | BRAID,STAINLESS STEEL,30X | 42.19 | MR | 0
S1V45 | Canada | CAD | MOLD,HV CABLE SPLICE,HORZ | 611.42 | EA | 0
CAHAA1KB | Canada | CAD | MOLD,CABLE TO HORZ STL,HO | 168.64 | EA | 0
SBPAJA60 | Canada | CAD | BOND,PLUG,S1 60 LONG | 17.17 | EA | 0
RBM2750125F | Canada | CAD | FITTING,CADWELD,#10 END A | 267.66 | EA | 0
B143B | Canada | CAD | PACKING,REBAR,CONN,.25 X | 3.2 | EA | 0
PB19GY162G | Canada | CAD | MOLD,CABLE TO GRD ROD, | 559.65 | EA | 0
PB16RR542Q | Canada | CAD | MOLD,CABLE TO REBAR,HORZ | 271.52 | EA | 0
LPA37212 | Canada | CAD | BOLT,U,AIR TERMINAL CASTI | 37.71 | EA | 0
BACCAM | Canada | CAD | MOLD,BUS BAR,HORZ SPLICE | 276.78 | EA | 0
XBC1K1K | Canada | CAD | MOLD,CABLE,HORZ X LAPPED | 276.78 | EA | 0
CAPTT.1351E | Canada | CAD | MOLD,CABLE, HORZ THRU PAR | 304.14 | EA | 0
RCE512Q | Canada | CAD | MOLD,CABLE TO REBAR, | 775.14 | EA | 0
A12818A5 | Canada | CAD | ROD,SAMPLE,6 IN LONG,CU C | 7.01 | EA | 0
PTP1T1T | Canada | CAD | MOLD,CABLE, HORZ THRU | 304.14 | EA | 0
L5003Z4 | Canada | CAD | ANGLE,MOLD,1/8X1X1X2 1/2, | 35.46 | EA | 0
SSC2QE1 | Canada | CAD | MOLD,CABLE,HORZ SPLICE | 276.78 | EA | 0
S1V41M | Canada | CAD | MOLD,HV CABLE SPLICE,HORZ | 938.81 | EA | 0
VNC2QLH6 | Canada | CAD | MOLD,CABLE TO VERT STL,HO | 276.78 | EA | 0
NCR332C | Canada | CAD | MOLD,CABLE TO GRD ROD,HOR | 376.08 | EA | 0
EL16A32K | Canada | CAD | COUPLER,LENTON,STANDARD, | 70.79 | EA | 0
SBPMJS12B | Canada | CAD | BOND,MULTI-PURPOSE,3/16IN | 9.26 | EA | 0
RBC976B | Canada | CAD | MATERIAL,FILLER,#9 C-SERI | 38.06 | EA | 0
LPS439 | Canada | CAD | BASE,SS,STRAIGHT,WELDING | 51.75 | EA | 0
EL2825P9 | Canada | CAD | COUPLER,LENTON POSITION,# | 137.28 | EA | 0
RBT914101 | Canada | CAD | SPLICE,KIT,#9/#14 CADWELD | 263.3 | EA | 0
AX3697BOX | Canada | CAD | DISK,FORM SAVER,#7 CLIPPE | 0.06 | EA | 0
534026PDI51 | Canada | CAD | FLEXIBAR,ADV,5X32X1MM,PDI | 163.05 | EA | 0
GTC18T4 | Canada | CAD | MOLD,CABLE TO GRD ROD,VER | 276.78 | EA | 0
HDVFR2L | Canada | CAD | MOLD,CABLE TO VERT STL,VE | 376.08 | EA | 0
PGC8C8C | Canada | CAD | MOLD,CABLE,HORZ THRU PARA | 276.78 | EA | 0
TAC2Q9A | Canada | CAD | MOLD,CABLE,HORZ TEE | 276.78 | EA | 0
GRT14A1K | Canada | CAD | MOLD,CABLE TO GRD ROD,VER | 269.61 | EA | 0
B545A23 | Canada | CAD | BRACKET,MOUNTING,1/8X1,W/ | 7.96 | EA | 0
PB13GY162Q | Canada | CAD | MOLD,CABLE TO GRD ROD,VER | 271.52 | EA | 0
RJC53Y2 | Canada | CAD | MOLD,CABLE TO REBAR,VERT | 276.78 | EA | 0
SBGT1161GPLUS | Canada | CAD | ONE SHOT,#8 STR THRU #6 | 21.1 | EA | 0
RPSCW10STPX | Canada | CAD | CROSSOVER,10 STEP,36IN | 15271.67 | EA | 0
C103C | Canada | CAD | CLAMP,3RD RAIL | 585.42 | EA | 0
PB1500PLUSF80 | Canada | CAD | CADWELD PLUS WELDING | 180.21 | EA | 0
557230 | Canada | CAD | BRAID,CU,TINNED, 25 M LG, | 8.19 | MR | 0
TACSJ2Q | Canada | CAD | MOLD,CABLE,HORZ TEE | 276.78 | EA | 0
VSC2JV2 | Canada | CAD | MOLD,CABLE TO VERT STL,45 | 276.78 | EA | 0
EGBA14480GG | Canada | CAD | BAR,GRD BUS,1/4 X 4 X 80 | 1190.8 | EA | 0
CAA817B24 | Canada | CAD | BOND,STRAP,JUMPER,CU,1/16 | 23.83 | EA | 0
XBV3H2Q | Canada | CAD | MOLD,CABLE,HORZ X LAPPED | 1215.58 | EA | 0
CRC18EH | Canada | CAD | MOLD,BUS TO GRD ROD,VERT | 276.78 | EA | 0
534029ABB13 | Canada | CAD | FLEXIBAR,ADV,10X32X1,ABB, | 162.11 | EA | 0
B466C | Canada | CAD | FRAME ASSY,TOP,3RD RAIL | 213.85 | EA | 0
TAC3Q9C | Canada | CAD | MOLD,CABLE,HORZ TEE | 276.78 | EA | 0
TAD9K3Q | Canada | CAD | MOLD,CABLE TO HORZ TEE | 586.79 | EA | 0
56103116TF | Canada | CAD | SLEEVE,CU,.561IDX.623ODX1 | 3.21 | EA | 0
LU12DR14D | Canada | CAD | LENTON ULTIMATE,ANCHOR, | 12.5 | EA | 0
LJCCG1V | Canada | CAD | MOLD,CABLE TO BUS/LUG,HOR | 276.78 | EA | 0
PTC2C2Q | Canada | CAD | MOLD,CABLE, HORZ THRU PAR | 276.78 | EA | 0
NCF222V | Canada | CAD | MOLD,CABLE TO GRD ROD,HOR | 659.46 | EA | 0
SBTBBU4ACWPW2 | Canada | CAD | BOND,BOOTLEG,3/16,4 LONG, | 13.79 | EA | 0
EL2816A2 | Canada | CAD | COUPLER,LENTON STANDARD,# | 68.44 | EA | 0
CC58 | Canada | CAD | COUPLER,GRD ROD,BRZ W/O T | 14.86 | EA | 0
534045APG08 | Canada | CAD | FLEXIBAR,ADV,5X63X1MM,APG | 337.17 | EA | 0
611360 | Canada | CAD | ROD,GRD,1/2X6,CU BONDED | 36.24 | EA | 0
EGBA14406MM2QC | Canada | CAD | BAR,GRD BUS,1/4 X 4 X 6 | 156 | EA | 0
B532A2Q48 | Canada | CAD | JUMPER,ASSY,4/0 CONC 48 I | 271.6 | EA | 0
EL36D14SS | Canada | CAD | ANCHOR,LENTON TERMINATOR, | 690.73 | EA | 0
DT17511R | Canada | CAD | TYPE 1, 75V, 1 1 | 692.08 | EA | 0
LECY5CAJ | Canada | CAD | MOLD,CABLE TO BUS/LUG, | 276.78 | EA | 0
TAC3D9J | Canada | CAD | MOLD,CABLE,HORZ TEE | 276.78 | EA | 0
ECM175 | Canada | CAD | CONNECTOR,LUG,CU,OFFSET T | 10.35 | EA | 0
LECV | Canada | CAD | DIGITAL LIGHTNING EVENT C | 1110.72 | EA | 0
EGBD14212NN | Canada | CAD | BAR,GRD BUS,1/4 X 2 X 12 | 122.2 | EA | 0
LPA27758 | Canada | CAD | COUPLER,MALE,TERMINAL,AIR | 7.54 | EA | 0
SGD1121SRNE | Canada | CAD | DIVERTER,SURGE,SPRAKGAP, | 274.47 | EA | 0
HSCT1 | Canada | CAD | MOLD,CABLE TO HORZ STL,HO | 276.78 | EA | 0
ENDEHEH | Canada | CAD | MOLD,BUS BAR,HORZ ELL BAR | 586.79 | EA | 0
LJCEG1P | Canada | CAD | MOLD,CABLE TO BUS/LUG,HOR | 276.78 | EA | 0
545866 | Canada | CAD | DIE,TOOL,14X20MM | 547.14 | EA | 0
PB13ST2GRH | Canada | CAD | MOLD,CABLE TO RAIL,HORZ T | 271.52 | EA | 0
PCC1L1G | Canada | CAD | MOLD,CABLE, HORZ TAP PARA | 276.78 | EA | 0
A927F234 | Canada | CAD | BOLT,HEX,HEAD,3/8-16 X 2- | 1.6 | EA | 0
RBW2687 | Canada | CAD | SLEEVE,SPEED,#7 | 28.19 | EA | 0
508103 | Canada | CAD | BRACKET, FLEXBUS, KIT, | 137.92 | EA | 0
558221ADV | Canada | CAD | IBSBADV 50-530-8-10 E&I | 14.26 | EA | 0
VSC1TV21C | Canada | CAD | MOLD,CABLE TO VERT STL,45 | 276.78 | EA | 0
LPLC437SH | Canada | CAD | BASE,CU,TOP MOUNT,LEAD | 416.9 | EA | 0
EPGAS122KIT07 | Canada | CAD | KIT,BUSBAR,PERIMETER,1/2X | 2931.34 | EA | 0
PQDS2000S277 | Canada | CAD | PQDS-2-1P-277V, | 1042.76 | EA | 0
TAC3D1V | Canada | CAD | MOLD,CABLE,HORZ TEE | 276.78 | EA | 0
EGBA14414BF | Canada | CAD | BAR ASSY,GRD BUS,1/4 X 4 | 223.6 | EA | 0
ECRV123Q4D | Canada | CAD | GROUND ROD,ASSY,KIT,12FT, | 2273.1 | EA | 0
559120 | Canada | CAD | BLADE,FLEXIBAR SHEAR | 192.56 | EA | 0
534010ABB30 | Canada | CAD | FLEXIBAR,ADV,2X20X1MM,ABB | 168.97 | EA | 0
B2122Q36 | Canada | CAD | LUG,BOND,3/16 X 1 LUG 1 H | 141.36 | EA | 0
EGBC12230NN | Canada | CAD | BAR,GRD BUS,1/2 X 2 X 30 | 624 | EA | 0
ZZLPDESIGN | Canada | CAD | CHARGE FOR DESIGN WORK | 1.99 | EA | 0
L5003Z5LH | Canada | CAD | FRAME,MOLD,LEFT HAND FOR | 271.52 | EA | 0
LPA105CTO | Canada | CAD | CABLE,LTNG,37STR X 4/0AWG | 3.68 | EA | 0
MBA80 | Canada | CAD | MOLD,BLANK,VERTICAL SPLIT | 285.39 | EA | 0
EGBA14420HIG | Canada | CAD | BAR ASSY,GRD BUS,1/4X4X20 | 309.4 | EA | 0
534010LAM14 | Canada | CAD | FLEXIBAR,ADV,2X20X1MM,LAM | 139.65 | EA | 0
PTC3H3A | Canada | CAD | MOLD,CABLE, HORZ THRU PAR | 276.78 | EA | 0
197810 | Canada | CAD | TAPE,CONDUCTOR,TC-HGSP-30 | 7.67 | EA | 0
SBG20046 | Canada | CAD | GRINDING WHEEL,5 PACK | 17.03 | EA | 0
EL20A2ES | Canada | CAD | COUPLER,LENTON STANDARD,# | 37.66 | EA | 0
B122DEB | Canada | CAD | LUG,CU,3/16 X 1 ,TYPE GL, | 10.58 | EA | 0
VSC3QV6 | Canada | CAD | MOLD,CABLE TO VERT STL,45 | 276.78 | EA | 0
SES40P2401P | Canada | CAD | PROTECTOR,SURGE,240V 1PHA | 225.9 | EA | 0
LK11 | Canada | CAD | COUPLER,LENTON,INTERLOK,# | 127.6 | EA | 0
PQC50277/480 | Canada | CAD | PROTECTOR, SURGE, PQC50,2 | 1630.03 | EA | 0
INTCPTADM10 | Canada | CAD | ADAPTER,FITTING,ER2XXXSS, | 19.94 | EA | 0
SES320F120V | Canada | CAD | SES, 320KA, FILTER, 120V | 1554.01 | EA | 0
CA25XF19 | Canada | CAD | WELD METAL,ALLOY,XF19 CAT | 8.71 | EA | 0
A930U009 | Canada | CAD | BEARING,RADIAL,BALL,DOUBL | 34.85 | EA | 0
VBC2LV8C | Canada | CAD | MOLD,CABLE TO VERT STL,VE | 276.78 | EA | 0
PBK261 | Canada | CAD | KIT,RAIL,MOLD AND HARDWAR | 906.82 | EA | 0
611300GAL01 | Canada | CAD | ROD,GRD,1/2X10,CU BONDED | 34.52 | EA | 0
508055 | Canada | CAD | BRAID,FLEXIBLE, | 2731.76 | EA | 0
CAVSP2GM | Canada | CAD | MOLD,CABLE TO VERT STL,45 | 205.88 | EA | 0
LED-5803-1 | Canada | CAD | DIVERTER,ENHANCED TYPE 2, | 1022.31 | EA | 0
633400SG01 | Canada | CAD | GROUND ROD,COPPERBONDED, | 52.95 | EA | 0
EL3228A2 | Canada | CAD | COUPLER,LENTON STANDARD,# | 65.65 | EA | 0
LPA532 | Canada | CAD | PLATE,AL,CAST,BONDING | 20.19 | EA | 0
LK8GV | Canada | CAD | LENTON INTERLOK, HDG, | 104.44 | EA | 0
ENCCAJCAJ | Canada | CAD | MOLD,BUS BAR,HORZ ELL BAR | 276.78 | EA | 0
PBC2SM | Canada | CAD | MOLD,C BOND,4/O RLAY,PAIR | 199.84 | EA | 0
PTD3A3AW | Canada | CAD | MOLD,CABLE,HORZ THRU | 639.21 | EA | 0
VLCSFRH1.25HQ | Canada | CAD | MOLD,CABLE TO VERT STL, | 276.78 | EA | 0
LPC126250 | Canada | CAD | CABLE,CU,SMOOTH WEAVE,29 | 9.18 | FT | 0
FC083 | Canada | CAD | CLAMP, UNIV FENCE 1-1/2, | 97.36 | EA | 0
EL10A12N | Canada | CAD | COUPLER,LENTON,A12,#3 | 14.96 | EA | 0
PB20PAY3Y3 | Canada | CAD | MOLD,CABLE,HORZ TAP PARAL | 199.84 | EA | 0
ZCCSS15 | Canada | CAD | MOLD,CABLE,NO BUILD-UP | 276.78 | EA | 0
EPGC144120 | Canada | CAD | PERIMETER,GRD,STRAIGHT, | 1320.37 | EA | 0
ZGRDROD | Canada | CAD | ROD,GRD,9/16 DIAMETER, | 9999.99 | EA | 0
VGC9D1.25 | Canada | CAD | MOLD,CABLE TO VERT STL,HO | 276.78 | EA | 0
TAC2C2G | Canada | CAD | MOLD,CABLE,HORZ TEE | 276.78 | EA | 0
534058GE06A | Canada | CAD | FLEXIBAR,ADV,10X100X1,GE | 1215.28 | EA | 0
LAC8D002 | Canada | CAD | MOLD,CABLE TO BUS/LUG,HOR | 276.78 | EA | 0
TAC9C2Q | Canada | CAD | MOLD,CABLE,HORZ TEE | 276.78 | EA | 0
635860 | Canada | CAD | ROD,GRD,5/8X6,SEC,CU BOND | 42.78 | EA | 0
LPLC404CTO | Canada | CAD | CABLE,CU,LEAD COVERED, | 120.24 | EA | 0
LAC9HEE | Canada | CAD | MOLD,CABLE TO BUS/LUG,HOR | 276.78 | EA | 0
PTCSESE | Canada | CAD | MOLD,CABLE, HORZ THRU PAR | 276.78 | EA | 0
SB22124 | Canada | CAD | SHAFT,FLEX,12 FT | 726.84 | EA | 0
HVC18 | Canada | CAD | MOLD,STUD TO VERT STL | 276.78 | EA | 0
RBC2L | Canada | CAD | MOLD,GRD ROD,TO RECEPTACL | 276.78 | EA | 0
PB80SC3B002 | Canada | CAD | MOLD,CABLE,HORZ SPLICE SI | 906.82 | EA | 0
534021 | Canada | CAD | FLEX ADV2MTC 8X24X1 | 308.8 | EA | 0
EGBA14320CC | Canada | CAD | BAR,ASSY,GRD,BUS,1/4 X 3 | 257.4 | EA | 0
RHH552L | Canada | CAD | MOLD,CABLE TO REBAR,HORZ | 484.97 | EA | 0
PB60TA4L4L | Canada | CAD | MOLD,CABLE,HORZ TEE | 592.27 | EA | 0
563510 | Canada | CAD | BRAID,PREFAB,250X50X4MM, | 37.75 | EA | 0
HDPTD3Q2Q | Canada | CAD | MOLD,CABLE,HORZ THRU PARA | 586.79 | EA | 0
PB60TA3QC4LC | Canada | CAD | MOLD,CABLE,HORZ TEE | 423.66 | EA | 0
613483SG01 | Canada | CAD | ROD,GRD,3/4X8,CU BONDED | 72.77 | EA | 0
RHH582C | Canada | CAD | MOLD,CABLE TO REBAR,HORZ | 484.97 | EA | 0
PB10QT1Y84C | Canada | CAD | MOLD,CABLE TO RAIL,HORZ T | 199.84 | EA | 0
LACS6EG | Canada | CAD | MOLD,CABLE TO BUS/LUG,HOR | 276.78 | EA | 0
534010RES03 | Canada | CAD | FLEXIBAR,ADV,2X20X1MM,RES | 132.41 | EA | 0
EL3622A2 | Canada | CAD | COUPLER,LENTON STANDARD,# | 78.1 | EA | 0
EGBA18106EE | Canada | CAD | BAR,GRD BUS,1/8 X 1 X 6LG | 70.72 | EA | 0
SVF4L | Canada | CAD | MOLD,CABLE,VERT SPLICE | 659.46 | EA | 0
EL36P9J | Canada | CAD | COUPLER,LENTON POSITION,W | 179.78 | EA | 0
LPAAR0315 | Canada | CAD | TERMINAL,AIR,300MM,5/8DIA | 17.49 | EA | 0
631340 | Canada | CAD | ROD,GRD,1/2X4,SEC,CU BOND | 25.3 | EA | 0
623415M4CATU | Canada | CAD | CU/ST GR, 17.3MM, 350MCRN | 403.59 | EA | 0
556770 | Canada | CAD | BRAID,PREFAB,100X23X2.1MM | 6.81 | EA | 0
VBC1H | Canada | CAD | MOLD,CABLE TO VERT STL,VE | 276.78 | EA | 0
SLP10K1F | Canada | CAD | PROTECTOR,LINE,SUBSCRIBER | 219.7 | EA | 0
MBTM25 | Canada | CAD | MAST,SYSTEM,3000,25 FT LG | 2.24 | EA | 0
RBT1418101 | Canada | CAD | SPLICE,KIT,#14/#18 CADWEL | 502.81 | EA | 0
TDX100M347/600 | Canada | CAD | PROTECTOR,SURGE,TDX100M,3 | 1112.74 | EA | 0
VBC2GV8C | Canada | CAD | MOLD,CABLE TO VERT STL,VE | 276.78 | EA | 0
611300LH01 | Canada | CAD | ROD,GRD,1/2X10,CU BONDED | 34.52 | EA | 0
PCCY6Y6 | Canada | CAD | MOLD,CABLE, HORZ TAP PARA | 276.78 | EA | 0
FLXPLAM0071 | Canada | CAD | FLEXIBAR,ADV,2X15.5X0.8MM | 364.98 | EA | 0
25PLUSF20 | Canada | CAD | CADWELD PLUS,#25,F20 | 7.67 | EA | 0
TACY8Y9 | Canada | CAD | MOLD,CABLE,HORZ TEE | 276.78 | EA | 0
RJE562Q | Canada | CAD | MOLD,CABLE TO REBAR,VERT | 775.14 | EA | 0
554429B | Canada | CAD | CPIW50-300-27B | 102.62 | EA | 0
B530D2Q48 | Canada | CAD | JUMPER,ASSY,4/0 CONC 48 I | 306.27 | EA | 0
HDXBV3Q9FW | Canada | CAD | MOLD,CABLE,HORZ X LAPPED | 1320.41 | EA | 0
RBTSC26050M | Canada | CAD | BASIN,POURING,#18 HORIZ | 1219.08 | EA | 0
PQCF160-480V-D | Canada | CAD | SES160F480 | 2920.87 | EA | 0
PTDY8Y8 | Canada | CAD | MOLD,CABLE,HORZ THRU PARA | 586.79 | EA | 0
TACY5Y6 | Canada | CAD | MOLD,CABLE,HORZ TEE | 276.78 | EA | 0
LPA2932F2M | Canada | CAD | ADAPTER,AL,COUPL.,1/2IN | 22.54 | EA | 0
GCR182Q | Canada | CAD | MOLD,CABLE TO GRD ROD,VER | 376.08 | EA | 0
534034GE60 | Canada | CAD | FLEXIBAR,ADV,6X40X1MM,GE, | 333.81 | EA | 0
CAHCA1V | Canada | CAD | MOLD,CABLE TO HORZ STL,HO | 168.64 | EA | 0
TDSMTU277 | Canada | CAD | DIVERTER,SHUNT,ALM,220-27 | 1258.73 | EA | 0
LJCEG1L | Canada | CAD | MOLD,CABLE TO BUS/LUG,HOR | 276.78 | EA | 0
534128 | Canada | CAD | BUSBAR,FLEXIBLE,ADVANCED, | 573.51 | EA | 0
SSCY4 | Canada | CAD | MOLD,CABLE,HORZ X | 276.78 | EA | 0
SSC2Q9F | Canada | CAD | MOLD,CABLE,HORZ SPLICE | 276.78 | EA | 0
557320 | Canada | CAD | BRAID,CU,TINNED, 25 M LG, | 34.15 | MR | 0
EGBA14410GGT | Canada | CAD | BAR ASSY,GRD BUS,1/4X4X10 | 192.4 | EA | 0
INTCPTSIIERICOR | Canada | CAD | ADAPTER, SII TO ERICORE | 123.42 | EA | 0
LPLC49258 | Canada | CAD | HOLDER,LEAD,COVERED,LAY- | 137.45 | EA | 0
534026ABB01 | Canada | CAD | FLEXIBAR,ADV,5X32X1,ABB, | 112.71 | EA | 0
GRC152Q | Canada | CAD | MOLD,CABLE TO GRD ROD,VER | 276.78 | EA | 0
LC36B12DSP01 | Canada | CAD | SLEEVE,B12 SPECIAL,36MM, | 426.9 | EA | 0
VBC2F | Canada | CAD | MOLD,CABLE TO VERT STL,VE | 276.78 | EA | 0
VBCY2 | Canada | CAD | MOLD,CABLE TO VERT STL,VE | 276.78 | EA | 0
GRC338C | Canada | CAD | MOLD,CABLE TO GRD ROD,VER | 276.78 | EA | 0
GRB2212 | Canada | CAD | BUSBAR,ASSY,1/4 X 2 X 12 | 45.6 | EA | 0
585156ADV | Canada | CAD | KIT,FLEXIBAR,ADV,CUTLER- | 132.65 | EA | 0
GBD18HQ | Canada | CAD | MOLD,GRD,ROD TO ROD SPLIC | 586.79 | EA | 0
VSCY7 | Canada | CAD | MOLD,CABLE TO VERT STL,45 | 276.78 | EA | 0
PBB49734 | Canada | CAD | BOND,COMPOSITE 3RD RAIL,F | 499.82 | EA | 0
VSC1LV8C | Canada | CAD | MOLD,CABLE TO VERT STL,45 | 276.78 | EA | 0
VBC9EV6 | Canada | CAD | MOLD,CABLE TO VERT STL,VE | 276.78 | EA | 0
RPSCW3STPW2 | Canada | CAD | WALKWAY,3 STEPS | 15271.67 | EA | 0
SBB855C1G72 | Canada | CAD | STUD,GROUNDING,AL/CU,W/PI | 105.5 | EA | 0
LPC125CTO | Canada | CAD | CABLE,CU,ROPELAY,24 STR X | 11.09 | EA | 0
GLCDE2ALP | Canada | CAD | MOLD,CABLE TO LUG,HORZ | 276.78 | EA | 0
510120 | Canada | CAD | BRAID,CU,TINNED,50 M LG, | 4.49 | MR | 0
HDXBV3Q2Q | Canada | CAD | MOLD,CABLE,HORZ X LAPPED | 1215.58 | EA | 0
534510 | Canada | CAD | IBS ADV 50-530-10 | 32.63 | EA | 0
534045APG04 | Canada | CAD | FLEXIBAR,ADV,5X63X1MM,APG | 819.18 | EA | 0
ERITERM24IS | Canada | CAD | DRUM,DOWNCONDUCTOR,ERICOR | 753.71 | EA | 0
815860 | Canada | CAD | GROUND ROD,GALV,POINTED | 32.07 | EA | 0
SB22125 | Canada | CAD | HOUSING,FLEX SHAFT,6 FT | 813.96 | EA | 0
GPECNDF006 | Canada | CAD | ELECTRODE,GRD PLATE,1/8CU | 47.76 | EA | 0
534053PDI15 | Canada | CAD | FLEXIBAR,ADV,10X80X1,PDI | 1098.64 | EA | 0
NX1141GPLUS | Canada | CAD | ONE-SHOT,CABLE TO GRD ROD | 37.44 | EA | 0
XBZ3Q9H | Canada | CAD | MOLD,CABLE,HORZ X LAPPED | 793.75 | EA | 0
MBA34CCL | Canada | CAD | MOLD,BLANK,4 X 4 X 10 IN, | 532.9 | EA | 0
GYR18Y2 | Canada | CAD | MOLD,CABLE TO GRD ROD,VER | 376.08 | EA | 0
GFC142Q | Canada | CAD | MOLD,CABLE TO GRD ROD,HOR | 276.78 | EA | 0
GYE161V | Canada | CAD | MOLD,CABLE TO GRD ROD,VER | 775.14 | EA | 0
B921CC14 | Canada | CAD | LUG,CU,1/8 X 5/8,1/4 BOLT | 18.95 | EA | 0
534036RIV03 | Canada | CAD | FLEXIBAR,ADV,10X40X1,RIV, | 233.49 | EA | 0
PBW13S00755BHD | Canada | CAD | BOND,JOINT,COMPRS LUG,500 | 248.99 | EA | 0
PCC2Q1Q | Canada | CAD | MOLD,CABLE,HORZ TAP | 276.78 | EA | 0
HDGYE182Q | Canada | CAD | MOLD,CABLE TO GRD ROD,VER | 775.14 | EA | 0
GNT141K001M | Canada | CAD | MOLD,CABLE TO GRD ROD,VER | 269.61 | EA | 0
VSC2CV3C | Canada | CAD | MOLD,CABLE TO VERT STL,45 | 276.78 | EA | 0
PQDM3320S120 | Canada | CAD | PQDM-8-1P-120V, | 1860.52 | EA | 0
VSC1HV1 | Canada | CAD | MOLD,CABLE TO VERT STL,45 | 276.78 | EA | 0
SPDC50120240D | Canada | CAD | PQI, TDX50C120240D | 1011.47 | EA | 0
PTCY2Y1 | Canada | CAD | MOLD,CABLE,HORZ THRU PARA | 276.78 | EA | 0
556210 | Canada | CAD | SLEEVE,BRAID,GLASS FIBER, | 4.38 | EA | 0
PB10HS2Q001 | Canada | CAD | MOLD,CABLE TO HORZ STL,HO | 199.84 | EA | 0
534022LAM08 | Canada | CAD | FLEXIBAR,ADV,10X24X1,LAM, | 340.89 | EA | 0
MTKS2941 | Canada | CAD | MAT,GRD,4 FT X 6 FT,#6 40 | 421.03 | EA | 0
RJC521H | Canada | CAD | MOLD,CABLE TO REBAR,VERT | 276.78 | EA | 0
GYE222C | Canada | CAD | MOLD,CABLE TO GRD ROD,VER | 775.14 | EA | 0
B160V | Canada | CAD | FRAME,VERT SPLIT,VERT PIP | 401.52 | EA | 0
534059ABB02 | Canada | CAD | FLEXIBAR,ADV,12X100X1,ABB | 511.11 | EA | 0
XB3Y8Y4 | Canada | CAD | MOLD,CABLE,HORZ X LAPPED | 606.83 | EA | 0
PBCT9S5LHX | Canada | CAD | FRAME,WELDER,2/0 COMPOSIT | 449.81 | EA | 0
CC5A40INS | Canada | CAD | TDCC,161 STRAND,0.656IN | 4539.46 | EA | 0
LPC123CTO | Canada | CAD | CABLE,CU,SMOOTH WEAVE,36 | 8.57 | EA | 0
PB20RH542Q | Canada | CAD | MOLD,CABLE TO REBAR,HORZ | 199.84 | EA | 0
ERICORE029T | Canada | CAD | DOWNCONDUCTOR,LIGHTNING, | 6584.12 | EA | 0
RBWS1547J | Canada | CAD | BASIN,POURING,#14 STD. HO | 333.18 | EA | 0
633400GAL01 | Canada | CAD | ROD,GRD,3/4X10,SEC,CU BON | 3.3 | EA | 0
LPC050IN0023.0 | Canada | CAD | CABLE, CU, SMOOTH WEAVE, | 1009.26 | EA | 0
EL1614A12 | Canada | CAD | COUPLER,LENTON,A12,16MM- | 50.34 | EA | 0
615805GAL01 | Canada | CAD | ROD,GRD,5/8X10,CU BONDED | 66.69 | EA | 0
613480 | Canada | CAD | ROD,GRD,3/4X8,CU BONDED | 80.44 | EA | 0
559680 | Canada | CAD | INSULATOR,2,3/8-16 X 9/16 | 4.41 | EA | 0
CAHBA1Y4 | Canada | CAD | MOLD,CABLE TO HORZ CAST I | 145.93 | EA | 0
EL12D6 | Canada | CAD | COUPLER,LENTON TERMINATOR | 8.01 | EA | 0
EL25S13N | Canada | CAD | COUPLER,LENTON,S13,#8,25M | 43.89 | EA | 0
GYE371V | Canada | CAD | MOLD,CABLE TO GRD ROD,VER | 775.14 | EA | 0
ELMP203PIN | Canada | CAD | PIN,CHASER CLAMP | 25.74 | EA | 0
GRC311V | Canada | CAD | MOLD,CABLE TO GRD ROD,VER | 276.78 | EA | 0
LPC435LG | Canada | CAD | BASE,CU,BARE,CIRCUIT ONLY | 270.65 | EA | 0
CDMV01H | Canada | CAD | MOLD,GRAPHITE,MULTI,VERT | 277.28 | EA | 0
LEC8D002 | Canada | CAD | MOLD,CABLE TO BUS/LUG,HOR | 276.78 | EA | 0
ELBEG25AHTCA | Canada | CAD | LENTON,BAR END GAGE,25MM, | 324.53 | EA | 0
EL43TA2 | Canada | CAD | COUPLER,LENTON STANDARD,# | 86.04 | EA | 0
EL22P9SS | Canada | CAD | COUPLER,LENTON POSITION, | 317.19 | EA | 0
SRG | Canada | CAD | GRID,SRG,ENGLISH,SPACING, | 1815.79 | EA | 0
ERICORE190U | Canada | CAD | DOWNCONDUCTOR,LIGHTNING, | 9999.99 | EA | 0
B577C1N23.25 | Canada | CAD | JUMPER,SUBASSY,W/TERMINAL | 6.57 | EA | 0
PB10PC2C1H | Canada | CAD | MOLD,CABLE,HORZ TAP PARAL | 199.84 | EA | 0
LPC31538 | Canada | CAD | BASE,CU,STRAP 3/8IN POINT | 78.82 | EA | 0
LPA103IN0055.5 | Canada | CAD | CABLE,AL,SMOOTH WEAVE, | 627.58 | EA | 0
121080 | Canada | CAD | BATTING,SET,S2999/S3001 | 105.51 | EA | 0
569202 | Canada | CAD | DISTRIB. BLOCK UDF6C500AL | 76.92 | EA | 0
RAC2L2Q | Canada | CAD | MOLD,GRD ROD,TO RECEPTACL | 276.78 | EA | 0
505651 | Canada | CAD | BUSBAR,SPECIAL,C11000 CU, | 169.95 | EA | 0
534039SI03 | Canada | CAD | FLEXIBAR,ADV,5X50X1MM,SI, | 148.17 | EA | 0
VNC2QLH1.50 | Canada | CAD | MOLD,CABLE TO VERT STL,HO | 276.78 | EA | 0
PTC2Q2QW | Canada | CAD | MOLD,CABLE,HORZ THRU PARA | 329.2 | EA | 0
EWB2G26BCH | Canada | CAD | BOND,ASSY,ROD/CABLE, | 209.01 | EA | 0
PTC2B2C | Canada | CAD | MOLD,CABLE, HORZ THRU PAR | 276.78 | EA | 0
GTC169J | Canada | CAD | MOLD,CABLE TO GRD ROD,VER | 276.78 | EA | 0
534019LAM07 | Canada | CAD | FLEXIBAR,ADV,5X24X1MM,LAM | 150.53 | EA | 0
RBC2C | Canada | CAD | MOLD,GRD ROD TO RECEPTACL | 276.78 | EA | 0
ELMP221 | Canada | CAD | SET,CHASER,2MM,PACKAGED | 196.74 | EA | 0
VSC1LV21C | Canada | CAD | MOLD,CABLE TO VERT STL,45 | 276.78 | EA | 0
LPC62812 | Canada | CAD | ADAPTER,CU,THRU-ROOF, | 164.27 | EA | 0
EL36A22 | Canada | CAD | COUPLER,LENTON,STANDARD, | 64.23 | EA | 0
PQDS2000S120 | Canada | CAD | PQDS-2-1P-120V, | 1025.12 | EA | 0
EGBA14210BE | Canada | CAD | BAR,GRD BUS,1/4 X 2 X 10 | 114.4 | EA | 0
534047GE02 | Canada | CAD | FLEXIBAR,ADV,8X63X1,GE | 504.02 | EA | 0
VSC2QV21C | Canada | CAD | MOLD,CABLE TO VERT STL,45 | 276.78 | EA | 0
534039ABB05 | Canada | CAD | FLEXIBAR,ADV,5X50X1,ABB | 196.61 | EA | 0
SBA254A1 | Canada | CAD | CLIP,RETAINER,TRACK CIRCU | 15 | EA | 0
RBT89101H | Canada | CAD | SPLICE,KIT,#8/#9 CADWELD | 224.53 | EA | 0
HDVVF3QV12 | Canada | CAD | MOLD,CABLE TO VERT STL,VE | 659.46 | EA | 0
EL22A2D6SS | Canada | CAD | COUPLER,LENTON,TERMINATOR | 407.14 | EA | 0
VSCSJV2 | Canada | CAD | MOLD,CABLE TO VERT STL,45 | 276.78 | EA | 0
534515 | Canada | CAD | IBS ADV 120-430-10 | 101.89 | EA | 0
534018ABB19 | Canada | CAD | FLEXIBAR,ADV,4X24X1MM,ABB | 35.1 | EA | 0
534034GE23 | Canada | CAD | FLEXIBAR,ADV,6X40X1MM,GE, | 266.97 | EA | 0
EGBA14440CC | Canada | CAD | BAR,GRD BUS,1/4 X 4 X 40 | 607.1 | EA | 0
VBCS6 | Canada | CAD | MOLD,CABLE TO VERT STL,VE | 276.78 | EA | 0
CWP12SHL | Canada | CAD | CLAMP,PIPE,1/2CONDUIT,BRZ | 13.13 | EA | 0
534024MM01 | Canada | CAD | FLEXIBAR,ADV,3X32X1,MM | 30.88 | EA | 0
508106 | Canada | CAD | BRACKET, FLEXBUS, KIT, | 148.86 | EA | 0
FLXKMCS0001 | Canada | CAD | KIT,FLEXIBAR,ADV,6X40X1MM | 782.787 | EA | 0
GRC142L | Canada | CAD | MOLD,CABLE TO GRD ROD,VER | 276.78 | EA | 0
PTC2Q8F | Canada | CAD | MOLD,CABLE, HORZ THRU PAR | 276.78 | EA | 0
ELCP43T | Canada | CAD | PROTECTOR,LENTON COUPLER, | 0.45 | EA | 0
LPC466B | Canada | CAD | CLAMP,CU,UNIVERSAL | 75.79 | EA | 0
ML5GPKG500 | Canada | CAD | COUPLER,QUICK WEDGE,#5 PK | 46.68 | EA | 0
VSC3DV6 | Canada | CAD | MOLD,CABLE TO VERT STL,45 | 276.78 | EA | 0
534019RDR01 | Canada | CAD | FLEXIBAR,ADV,5X24X1MM,RDR | 73.15 | EA | 0
VSC8G | Canada | CAD | MOLD,CABLE TO VERT STL,45 | 276.78 | EA | 0
HDPTC2G1V | Canada | CAD | MOLD,CABLE, HORZ THRU PAR | 276.78 | EA | 0
LMCEG1L | Canada | CAD | MOLD,CABLE TO BUS/LUG, | 276.78 | EA | 0
RWR531V | Canada | CAD | MOLD,CABLE TO REBAR,VERT | 376.08 | EA | 0
564000ELE01 | Canada | CAD | BRAID,SHUNT,POWER,TINNED, | 86.32 | EA | 0
EL57TS4 | Canada | CAD | COUPLER,LENTON,STRAIGHT, | 174.01 | EA | 0
PTC9F2Q | Canada | CAD | MOLD,CABLE, HORZ THRU PAR | 276.78 | EA | 0
561158 | Canada | CAD | BLOCK,SPLICE,125A,1250V | 17.76 | EA | 0
SES40P120240SPE | Canada | CAD | SURGE PROTECTOR, 120/240V | 272.21 | EA | 0
EL40SAQSP004 | Canada | CAD | COUPLER,LENTON,SPECIAL, | 166.55 | EA | 0
557160 | Canada | CAD | BRAID,STAINLESS STEEL,15X | 15.91 | MR | 0
HSC2G6 | Canada | CAD | MOLD,CABLE TO HORZ STL,HO | 276.78 | EA | 0
534026SE17 | Canada | CAD | FLEXIBAR,ADV,5X32X1MM,SE, | 111.27 | EA | 0
MBA44A | Canada | CAD | MOLD,BLANK,R PRICE 90115 | 250.12 | EA | 0
EL32S5AMG | Canada | CAD | COUPLER,LENTON,STRAIGHT, | 115.31 | EA | 0
VTC2C | Canada | CAD | MOLD,CABLE TO VERT STL,HO | 276.78 | EA | 0
EL32S5AQ | Canada | CAD | COUPLER,LENTON,STRAIGHT, | 86.43 | EA | 0
SVRS72Q | Canada | CAD | MOLD,CABLE,VERT SPLICE | 376.08 | EA | 0
CWP1JH12 | Canada | CAD | CLAMP,PIPE,1/2CONDUIT,BRZ | 26.55 | EA | 0
RHC53Y6 | Canada | CAD | MOLD,CABLE TO REBAR,HORZ | 276.78 | EA | 0
534052RW13 | Canada | CAD | FLEXIBAR,ADV,8X80X1MM,RW, | 437.02 | EA | 0
GLCCE1K | Canada | CAD | MOLD,CABLE TO LUG,HORZ SP | 276.78 | EA | 0
XLLJCEG2C | Canada | CAD | MOLD,CABLE TO BUS/LUG,HOR | 328.55 | EA | 0
549509 | Canada | CAD | KIT,SUPPORT,BUSBAR,CABS | 46.38 | EA | 0
508152 | Canada | CAD | RAW, | 537.59 | EA | 0
548490 | Canada | CAD | INSULATOR,BUSBAR,ISO TP | 4.86 | EA | 0
LPA238ST | Canada | CAD | POINT,AL,5/8X48IN,1/2THR | 22.48 | EA | 0
LPA221 | Canada | CAD | POINT,AL,1/2 X 10IN | 23.18 | EA | 0
LPC66524NCBI | Canada | CAD | CONNECTION,THRU,ROOF,W/PV | 203.06 | EA | 0
ESB4/0 | Canada | CAD | CONNECTOR,SPLIT BOLT,SIL | 24.74 | EA | 0
EGBA14236EE | Canada | CAD | BAR,GRD BUS,1/4 X 2 X 36 | 351 | EA | 0
534443 | Canada | CAD | IBSB ADV 240-530-10-12 | 145.04 | EA | 0
RRA561Y | Canada | CAD | MOLD,CABLE TO REBAR,HORZ | 168.64 | EA | 0
B154A | Canada | CAD | PIN,TERM,PLATED STRAIGHT | 5.16 | EA | 0
HSC910SVBLK | Canada | CAD | CLIP,SNAP,BLK | 2.32 | EA | 0
DFWFTA | Canada | CAD | BACKPLATE, 2.5 DEG SLOPE | 83.11 | EA | 0
B1332Q | Canada | CAD | SLEEVE,CU,.430 ID X .530 | 3.52 | EA | 0
GTC132L | Canada | CAD | MOLD,CABLE TO GRD ROD,VER | 276.78 | EA | 0
LK1411GV | Canada | CAD | LENTON INTERLOK,HDG, | 307.36 | EA | 0
LPA62458 | Canada | CAD | ADAPTER,AL,THRU-ROOF, | 76.88 | EA | 0
EL28P13L | Canada | CAD | COUPLER,LENTON,P13L,28MM, | 175.05 | EA | 0
3000037EGR1 | Canada | CAD | CLAMP,BEAM,3/8 MAL,1 PACK | 9.65 | EA | 0
CA90 | Canada | CAD | WELD METAL,ALLOY,F33 CATH | 24.17 | EA | 0
534018GE08 | Canada | CAD | FLEXIBAR,ADV,4X24X1MM,GE, | 152.3 | EA | 0
563320 | Canada | CAD | BRAID,PREFAB,300X15X1.5MM | 7.29 | EA | 0
RBM2660DC | Canada | CAD | FRAME,CHAIN,DOUBLE | 333.18 | EA | 0
EGBA14418JJ | Canada | CAD | BAR,GRD BUS,1/4 X 4 X 18 | 280.8 | EA | 0
LAD4YGH | Canada | CAD | MOLD,CABLE TO BUS/LUG, | 586.79 | EA | 0
DT2480M | Canada | CAD | TYPE 2 MODULE, 480V | 48.26 | EA | 0
GRT161G | Canada | CAD | MOLD,CABLE TO GRD ROD,VER | 269.61 | EA | 0
550350 | Canada | CAD | BUSBAR,PUNCH,1,75 M DPCB | 1361.52 | EA | 0
534047RW35 | Canada | CAD | FLEXIBAR,ADV,8X63X1MM,RW, | 151.23 | EA | 0
534018GE05 | Canada | CAD | FLEXIBAR,ADV,4X24X1MM,GE, | 141.26 | EA | 0
LPA2842F5M | Canada | CAD | ADAPTER,AL,SWIVEL,1/2IN | 36.23 | EA | 0
XBV3Q3H | Canada | CAD | MOLD,CABLE,HORZ X LAPPED | 1215.58 | EA | 0
TACSJ2G | Canada | CAD | MOLD,CABLE,HORZ TEE | 276.78 | EA | 0
A238GC2S12RH | Canada | CAD | CLAMP,FENCE,4/0 X 12 IN | 328.9 | EA | 0
EGBA14209GGT | Canada | CAD | BUSBAR,GRD,CU,1/4X2X9,GG, | 128.7 | EA | 0
611370 | Canada | CAD | ROD,GRD,1/2X7 FT,CU BOND, | 41.98 | EA | 0
ALOFBRK | Canada | CAD | ALOF1GS MOUNTING ASSEMBLY | 317.01 | EA | 0
SCB15001A | Canada | CAD | WELD METAL,CADWELD RAIL S | 77.1 | EA | 0
RRA58Y2 | Canada | CAD | MOLD,CABLE TO REBAR,HORZ | 168.64 | EA | 0
TAC8E8C | Canada | CAD | MOLD,CABLE,HORZ TEE | 276.78 | EA | 0
FLXPLAM0023 | Canada | CAD | FLEXIBAR,ADV,8X32X1MM | 459.06 | EA | 0
EL28D6Q | Canada | CAD | ANCHOR,LENTON TERMINATOR, | 44.13 | EA | 0
RBM2671125N | Canada | CAD | FITTING,CADWELD,#18 END A | 276.98 | EA | 0
534042RW04 | Canada | CAD | FLEXIBAR,ADV,10X50X1MM,RW | 206.06 | EA | 0
534056ABB02 | Canada | CAD | FLEXIBAR, ADV, 6X100X1MM | 849.91 | EA | 0
PB13HV31 | Canada | CAD | MOLD,STUD TO VERT ST | 271.52 | EA | 0
RRH592V | Canada | CAD | MOLD,CABLE TO REBAR,HORZ | 484.97 | EA | 0
TDF200120/240 | Canada | CAD | FILTER,TRANSIENT,DESC,120 | 9999.99 | EA | 0
XBMY6Y6 | Canada | CAD | MOLD,CABLE,HORZ X LAPPED | 844.84 | EA | 0
GBJGR162GR1 | Canada | CAD | MOLD,GRD,ROD TO RECEPTACL | 1147.17 | EA | 0
EL12S13N | Canada | CAD | COUPLER,LENTON,S13,#4,12M | 41.35 | EA | 0
534032PMR03 | Canada | CAD | FLEXIBAR,ADV,4X40X1,PMR | 159.29 | EA | 0
TAC2Q1K | Canada | CAD | MOLD,CABLE,HORZ TEE | 276.78 | EA | 0
PTC3H2L | Canada | CAD | MOLD,CABLE, HORZ THRU PAR | 276.78 | EA | 0
HDXBV9H9H | Canada | CAD | MOLD,CABLE,HORZ X LAPPED | 1215.58 | EA | 0
115 | Canada | CAD | WELD METAL,CADWELD,F20 | 28.8 | EA | 0
TACY6Y0 | Canada | CAD | MOLD,CABLE,HORIZ TEE | 276.78 | EA | 0
FLXPLAM0065 | Canada | CAD | FLEXIBAR,ADV,2X15.5X0.8MM | 213.9 | EA | 0
534031ABBI03 | Canada | CAD | FLEXIBAR,ADV,3X40X1MM,TIN | 80.47 | EA | 0
B1331K | Canada | CAD | SLEEVE,CU,.140 ID X .202 | 1.13 | EA | 0
TSM0162GR | Canada | CAD | STRUT,PIPE,CLAMP 1-1/2 CT | 19.88 | EA | 0
900127 | Canada | CAD | BAG,TOOL,CADDY,DUFFEL | 70.85 | EA | 0
RJC531L | Canada | CAD | MOLD,CABLE TO REBAR,VERT | 276.78 | EA | 0
CSP1SMA90 | Canada | CAD | COAXIAL SURGE PROTECTOR, | 156.62 | EA | 0
PBWT202Q | Canada | CAD | WELDER ASSY,RAIL,PAIR,4/0 | 885.59 | EA | 0
LPC424 | Canada | CAD | POINT,CU,BARE,INDUSTRIAL | 286.7 | EA | 0
A109BZ | Canada | CAD | CABLE,CU,BARE,350 CONC,37 | 25.17 | EA | 0
HDTAD4L3Q | Canada | CAD | MOLD,CABLE,HORZ TEE | 586.79 | EA | 0
ESR182 | Canada | CAD | PROBE, GROUND RESISTANCE, | 1277.47 | EA | 0
TFD2Q2Q | Canada | CAD | MOLD,CABLE,HORZ TEE MULT | 586.79 | EA | 0
534057EA03 | Canada | CAD | FLEXIBAR,ADV,8X100X1MM, | 152165.66 | EA | 0
615853 | Canada | CAD | ROD,GRD,5/8X5,CU BONDED | 42.16 | EA | 0
HDXBV3A2GW | Canada | CAD | MOLD,CABLE,HORZ X LAPPED | 1320.41 | EA | 0
GTC169EW | Canada | CAD | MOLD,CABLE TO GRD ROD,VER | 355.41 | EA | 0
HDGTD169HW | Canada | CAD | MOLD,CABLE TO GRD ROD,VER | 665.42 | EA | 0
534026PDI33 | Canada | CAD | FLEXIBAR,ADV,5X32X1MM,PDI | 361.48 | EA | 0
FLXPLAM0045 | Canada | CAD | FLEXIBAR,ADV,8X32X1MM | 334.75 | EA | 0
VLC2LRH | Canada | CAD | MOLD,CABLE TO VERT STL, | 276.78 | EA | 0
CAHBA1V18 | Canada | CAD | MOLD,CABLE TO HORZ CAST I | 168.64 | EA | 0
LQJEH8D | Canada | CAD | MOLD,CABLE TO BUS/LUG,VER | 1147.17 | EA | 0
VNC2GRH | Canada | CAD | MOLD,CABLE TO VERT STL,HO | 276.78 | EA | 0
EGBA14424CCT | Canada | CAD | BAR ASSY,GRD BUS,1/4X4X24 | 429 | EA | 0
EGBA14212ECT | Canada | CAD | BAR,ASSY,GRD,BUS,1/4 X 2 | 163.8 | EA | 0
534048ABB01 | Canada | CAD | FLEXIBAR, ADV, 10X63X1MM | 802.87 | EA | 0
LK7 | Canada | CAD | COUPLER,LENTON INTERLOK,# | 68.78 | EA | 0
A235K2Q5RH | Canada | CAD | CLAMP,ASSY,FENCE POST & G | 363.26 | EA | 0
561173 | Canada | CAD | BLOCK,POWER,SBF2C630AL | 107.61 | EA | 0
EDT248040R | Canada | CAD | ENHANCED TYPE 2, 480V, 40 | 387.71 | EA | 0
47858620AEP | Canada | CAD | ROD,GRD,5/8,CU PLATED,15 | 79.89 | EA | 0
534008RW01 | Canada | CAD | FLEXIBLE,ADV,6X15.5X0.8RW | 59.5 | EA | 0
BMKEMCM | Canada | CAD | MOLD,BUS BAR,HORZ TEE BAR | 1255.97 | EA | 0
XBV3Q2G | Canada | CAD | MOLD,CABLE,HORZ X LAPPED | 1215.58 | EA | 0
VSC1VV1.25 | Canada | CAD | MOLD,CABLE TO VERT STL,45 | 276.78 | EA | 0
SBS3086R48 | Canada | CAD | BOND,TEMPORARY SIGNAL,4FT | 100.71 | EA | 0
EPGC1228X8S | Canada | CAD | BUSBAR,PERIMETER,CU,1/2X2 | 150.66 | EA | 0
NCR18Y2 | Canada | CAD | MOLD,CABLE TO GRD ROD,HOR | 376.08 | EA | 0
HSC2G12 | Canada | CAD | MOLD,CABLE TO HORZ STL,HO | 276.78 | EA | 0
VSC9FV2 | Canada | CAD | MOLD,CABLE TO VERT STL,45 | 276.78 | EA | 0
EGBA14630CC | Canada | CAD | BAR,ASSY,GRD BUS,1/4 X 6 | 608.4 | EA | 0
SSCY7 | Canada | CAD | MOLD,CABLE,HORZ SPLICE | 276.78 | EA | 0
RTPY2M | Canada | CAD | MOLD,CABLE TO REBAR,HORZ | 304.2 | EA | 0
PTC2B3Q | Canada | CAD | MOLD,CABLE, HORZ THRU PAR | 276.78 | EA | 0
XBV3H3H | Canada | CAD | MOLD,CABLE,HORZ X LAPPED | 1215.58 | EA | 0
RJE55Y4 | Canada | CAD | MOLD,CABLE TO REBAR,VERT | 775.14 | EA | 0
568667 | Canada | CAD | EARTHING & NEUTRAL BUSBAR | 53.3 | EA | 0
PTC1L1H | Canada | CAD | MOLD,CABLE, HORZ THRU PAR | 276.78 | EA | 0
CASST1K | Canada | CAD | MOLD,CABLE,HORZ SPLICE | 269.61 | EA | 0
BXB139AA2 | Canada | CAD | BOX,ONELOOK,ERICO | 9.79 | EA | 0
FLXPABB0022 | Canada | CAD | FLEXIBAR,ADV, 8X80X1,ABB, | 676.39 | EA | 0
LPA816 | Canada | CAD | CLIP,AL,CAST,FOR 1/2IN | 1.99 | EA | 0
550930 | Canada | CAD | BUSBAR PCB 100 X 10 4MTR | 3060.4 | EA | 0
EL22S13 | Canada | CAD | COUPLER,LENTON,STRAIGHT, | 63.45 | EA | 0
LPA265 | Canada | CAD | POINT,AL,TUBULAR,5/8X24IN | 172.03 | EA | 0
GTT14A1G | Canada | CAD | MOLD,CABLE TO GRD ROD,VER | 269.61 | EA | 0
LJCGG2L | Canada | CAD | MOLD,CABLE TO BUS/LUG,HOR | 276.78 | EA | 0
XBQ2F2F | Canada | CAD | MOLD,CABLE,HORZ X LAPPED, | 528.45 | EA | 0
VNC1HLH6 | Canada | CAD | MOLD,CABLE TO VERT STL,HO | 276.78 | EA | 0
561144 | Canada | CAD | BLOCK,SPLICE,500AMP,LUG, | 95.86 | EA | 0
XAC2Q2G | Canada | CAD | MOLD,CABLE,HORZ X SAME PL | 276.78 | EA | 0
VBC8K | Canada | CAD | MOLD,CABLE TO VERT STL,VE | 276.78 | EA | 0
GRT16W3 | Canada | CAD | MOLD,CABLE TO GRD ROD,VER | 269.61 | EA | 0
EST401 | Canada | CAD | TESTER,RESISTANCE,GROUND | 4986.7 | EA | 0
GPECEHX1T | Canada | CAD | ELECTRODE,GRD PLATE,.0647 | 497.98 | EA | 0
A239HD2S242Q5LH | Canada | CAD | CLAMP,FENCE,4/0 FLEX,4/0 | 635.4 | EA | 0
TDX100S120/240 | Canada | CAD | PROTECTOR,SURGE,TDX100S,3 | 1686.36 | EA | 0
RBT1118101HB | Canada | CAD | MATERIAL,FILLER,#11/#18 T | 101.2 | EA | 0
EL57T25P9 | Canada | CAD | COUPLER,LENTON POSITION,# | 282.3 | EA | 0
LPC2842F5F | Canada | CAD | ADAPTER,CU,SWIVEL,1/2IN | 56.36 | EA | 0
GMR181V | Canada | CAD | MOLD,CABLE TO GRD ROD,VER | 376.08 | EA | 0
615803SG01 | Canada | CAD | GROUND ROD,COPPERBONDED, | 43.3 | EA | 0
TAC2V2P | Canada | CAD | MOLD,CABLE,HORZ TEE | 276.78 | EA | 0
EVC167P | Canada | CAD | CLAMP,TINNED,TELECOM | 14.91 | EA | 0
EGBA14414LL | Canada | CAD | BAR,ASSY,GRD BUS,1/4 X 4 | 223.6 | EA | 0
LPA27858 | Canada | CAD | BALL,AL,SAFETY,5/8IN | 33.76 | EA | 0
PB13ST2L171CRLH | Canada | CAD | MOLD,CABLE TO RAIL, HORZ | 271.52 | EA | 0
LPA225ST | Canada | CAD | POINT,AL,BLUNT,1/2 X 24IN | 15.63 | EA | 0
B540C883T | Canada | CAD | BUSBAR,GRD,CU,3/8X6X36IN, | 540.28 | EA | 0
47857170AEP | Canada | CAD | ROD,GRD,1/2,CU PLATED,13 | 142.01 | EA | 0
VSC1DV3C | Canada | CAD | MOLD,CABLE TO VERT STL,45 | 276.78 | EA | 0
534040EA02 | Canada | CAD | FLEXIBAR,ADV,6X50X1MM, | 362.58 | EA | 0
PBXLB960B3 | Canada | CAD | FILTER,EXOLON,8 1/4X4 1/4 | 195.07 | EA | 0
NX1161V | Canada | CAD | ONE-SHOT,CABLE TO GRD ROD | 37.97 | EA | 0
XAC2Q2Q | Canada | CAD | MOLD,CABLE,HORZ X SAME PL | 276.78 | EA | 0
GTC168N | Canada | CAD | MOLD,CABLE TO GRD ROD,VER | 276.78 | EA | 0
547900 | Canada | CAD | MOLD, MRR50D | 47.07 | EA | 0
RBT1891HB | Canada | CAD | MATERIAL,FILLER,#18 T-SER | 113.05 | EA | 0
GT1141L | Canada | CAD | ONE-SHOT,CABLE TO GRD ROD | 26.66 | EA | 0
TACY3Y3L | Canada | CAD | MOLD,CABLE,HORZ TEE | 300.43 | EA | 0
200 | Canada | CAD | WELD METAL,CADWELD,F20 | 44.73 | EA | 0
GTC16Y5 | Canada | CAD | MOLD,CABLE TO GRD ROD,VER | 276.78 | EA | 0
EGBA38642LL | Canada | CAD | BUSBAR,GRD,CU,3/8X6X42,LL | 1162.2 | EA | 0
MBD04 | Canada | CAD | MOLD,BLANK,250300 M PRICE | 586.79 | EA | 0
SBTBJ5436B | Canada | CAD | BOND,JUMPER,5/16 & 1 TAB | 28.38 | EA | 0
PTC2Q9G | Canada | CAD | MOLD,CABLE,HORZ THRU PARA | 276.78 | EA | 0
NCF313Q | Canada | CAD | MOLD,CABLE TO GRD ROD,HOR | 659.46 | EA | 0
VNC2QLH1.25 | Canada | CAD | MOLD,CABLE TO VERT STL,HO | 276.78 | EA | 0
GYE152C | Canada | CAD | MOLD,CABLE TO GRD ROD,VER | 775.14 | EA | 0
SSPD1P1M150 | Canada | CAD | SSPD, SINGLE PHASE, | 279.9 | EA | 0
GTT161H | Canada | CAD | MOLD,CABLE TO GRD ROD,VER | 269.61 | EA | 0
545944 | Canada | CAD | 11.2X16 MM PUNCH | 170.38 | EA | 0
HDVSC1L | Canada | CAD | MOLD,CABLE TO VERT STL,45 | 276.78 | EA | 0
GTC181A | Canada | CAD | MOLD,CABLE TO GRD ROD,VER | 276.78 | EA | 0
RBVA9095E | Canada | CAD | BASIN,POURING,#10 VERTICA | 685.41 | EA | 0
LPS427 | Canada | CAD | POINT,SS,INDUSTRIAL STACK | 394.77 | EA | 0
534008RW04 | Canada | CAD | FLEXIBLE,ADV,6X15.5X0.8RW | 36.95 | EA | 0
534059 | Canada | CAD | FLEX ADV2MTC 12X100X1 | 2174.71 | EA | 0
LPC248B | Canada | CAD | POINT,CU,BARE,5/8IN X | 212.93 | EA | 0
EL32P14L | Canada | CAD | COUPLER,LENTON,P14L,32MM, | 138.01 | EA | 0
SBTBBU4A | Canada | CAD | BOND,KIT,BOOTLEG,W/COUPLE | 10 | EA | 0
550410 | Canada | CAD | BUSBAR,PUNCH,1,75 M DPCB | 578.64 | EA | 0
MBF03A | Canada | CAD | MOLD,BLANK, 45/65 A PRICE | 659.46 | EA | 0
LJCCG2Q | Canada | CAD | MOLD,CABLE TO BUS/LUG, | 276.78 | EA | 0
534001LAM09 | Canada | CAD | FLEXIBAR,ADV,3X9X0.8,LAM | 244.71 | EA | 0
XLVSP1H | Canada | CAD | MOLD,CABLE TO VERT STL,45 | 357.02 | EA | 0
XAC3D2G | Canada | CAD | MOLD,CABLE,HORZ X SAME | 276.78 | EA | 0
685800CE01 | Canada | CAD | 23,11D ROD,SS,304,POINTED | 258.57 | EA | 0
CAHCA1H | Canada | CAD | MOLD,CABLE TO HORZ STL,HO | 168.64 | EA | 0
285108 | Canada | CAD | KIT,FLEXIBAR,ADV,EATON | 468.68 | EA | 0
INTCPTADBUTT | Canada | CAD | INTERCEPTOR,ADAPTER,MK3, | 233.49 | EA | 0
615950 | Canada | CAD | ROD,GRD,5/8FX1.5M,CU BOND | 36.39 | EA | 0
TAC9D2Q | Canada | CAD | MOLD,CABLE,HORZ TEE | 276.78 | EA | 0
LPLC48058LG | Canada | CAD | FASTENER,LEAD,COVERED, | 135.71 | EA | 0
LSP9100H | Canada | CAD | PROTECTOR,SURGE,LINE | 467.18 | EA | 0
534047GE03 | Canada | CAD | FLEXIBAR,ADV,8X63X1,GE | 430.95 | EA | 0
FLXPHDQ0008 | Canada | CAD | FLEXIBAR,ADV,10X80X1,HDQ, | 982.2 | EA | 0
EGBA14215JJT | Canada | CAD | BAR,GRD BUS,1/4 X 2 X 15 | 198.9 | EA | 0
LPA224ST | Canada | CAD | POINT,AL,BLUNT,1/2 X 18IN | 13 | EA | 0
LPC31958 | Canada | CAD | BASE,CU,OFFSET,5/8IN | 77.12 | EA | 0
EL20P9SS | Canada | CAD | COUPLER,LENTON POSITION, | 299.15 | EA | 0
ECRE202Q15D | Canada | CAD | GROUND ROD,ASSY,EXTENSION | 3323.35 | EA | 0
ACL5001C1 | Canada | CAD | CONTACT,ANODE,CU,TIN COAT | 62.34 | EA | 0
TDX200M120/240D | Canada | CAD | PROTECTOR,SURGE,TDX200M,3 | 2981.85 | EA | 0
CAPCP2C1H | Canada | CAD | MOLD,CABLE, HORZ TAP PARA | 304.14 | EA | 0
152860 | Canada | CAD | FORM,FIXER, EL-18-20-HFF | 1.13 | EA | 0
CAGRP182C | Canada | CAD | MOLD,CABLE TO GRD ROD,VER | 304.2 | EA | 0
MBB39 | Canada | CAD | MOLD,BLANK,4565 C PRICE, | 213.03 | EA | 0
HDPTC2Q9FW | Canada | CAD | MOLD,CABLE,HORZ THRU PARA | 329.2 | EA | 0
WTBRECS1 | Canada | CAD | RECEPTOR,SURFACE | 94.3 | EA | 0
RBTSA9735X | Canada | CAD | BASIN,POURING,#6 HORIZ. T | 713.05 | EA | 0
LPA264 | Canada | CAD | POINT,AL,TUBULAR,5/8X18IN | 124.58 | EA | 0
PGCY2Y1 | Canada | CAD | MOLD,CABLE, HORZ THRU PAR | 276.78 | EA | 0
GRB1210T | Canada | CAD | BUSBAR,ASSY,1/4 X 2 X 10 | 43.9 | EA | 0
HAA1G6 | Canada | CAD | MOLD,CABLE TO HORZ STL,HO | 168.64 | EA | 0
5579501000 | Canada | CAD | RAIL,DIN,CUT INTO 10000MM | 3.37 | EA | 0
LPC237BST | Canada | CAD | POINT,CU,5/8X36IN,1/2THR | 67.81 | EA | 0
534026PDI47 | Canada | CAD | FLEXIBAR,ADV,5X32X1MM,PDI | 130.34 | EA | 0
SBS24883B | Canada | CAD | BOND,JOINT HEAD,3/16X7 1/ | 4.62 | EA | 0
LPC31558 | Canada | CAD | BASE,CU,STRAP 5/8IN POINT | 71.81 | EA | 0
RB45SB14075LHH | Canada | CAD | BASIN,POURING,#14 45 DEG | 712.14 | EA | 0
PB10SS2W | Canada | CAD | MOLD,CABLE,HORZ SPLICE | 199.84 | EA | 0
534011SE01 | Canada | CAD | FLEXIBAR,ADV,3X20X1MM,SE, | 41.65 | EA | 0
LU32MS15D | Canada | CAD | LENTON ULTIMATE,MALE, | 32.71 | EA | 0
GTC312QW | Canada | CAD | MOLD,CABLE TO GRD ROD,VER | 355.41 | EA | 0
EDT2480M | Canada | CAD | ENHANCED TYPE 2 MODULE, 4 | 127.23 | EA | 0
RBT1091HA | Canada | CAD | SLEEVE,CADWELD,#10 T-SERI | 122.7 | EA | 0
RJE568D | Canada | CAD | MOLD,CABLE TO REBAR,VERT | 775.14 | EA | 0
635860GAL01 | Canada | CAD | ROD,GRD,5/8X6,SEC,CU BOND | 42.78 | EA | 0
GTP181GM | Canada | CAD | MOLD,CABLE TO GRD ROD,VER | 205.88 | EA | 0
GTC318C | Canada | CAD | MOLD,CABLE TO GRD ROD,VER | 276.78 | EA | 0
EL36A2MG | Canada | CAD | COUPLER,LENTON STANDARD,# | 94.81 | EA | 0
LK16DES | Canada | CAD | COUPLER,LENTON,INTERLOK | 87.23 | EA | 0
INTCPTMI16AT | Canada | CAD | ADAPTER, 28MM MAST TO 16M | 134.2 | EA | 0
B2715C | Canada | CAD | CONNECTOR,JUMPER,FUSE HOL | 6.38 | EA | 0
PB50LA3BJK001 | Canada | CAD | MOLD,CABLE TO BUS/LUG, | 423.66 | EA | 0
521964GW | Canada | CAD | WIRE,GRD,19/64",10MIL, | 11.71 | EA | 0
EGBA14406MM | Canada | CAD | BAR,GRD BUS,1/4 X 4 X 6 | 133.99 | EA | 0
LJCPALY1 | Canada | CAD | MOLD,CABLE TO BUS/LUG,HOR | 276.78 | EA | 0
LPA228ST | Canada | CAD | POINT,AL,BLUNT,1/2 X 48IN | 29.95 | EA | 0
557650 | Canada | CAD | BRAID,CU,TINNED,.15MM DIA | 16.13 | MR | 0
EL16P14LN | Canada | CAD | COUPLER,LENTON,POSITION, | 70.13 | EA | 0
XBC1V1V | Canada | CAD | MOLD,CABLE,HORZ X LAPPED | 276.78 | EA | 0
RBWS1547F | Canada | CAD | BASIN,POURING,#11 STD. HO | 333.18 | EA | 0
534514 | Canada | CAD | IBS ADV 120-330-10 | 88.21 | EA | 0
HAAY34 | Canada | CAD | MOLD,CABLE TO HORZ STL,HO | 168.64 | EA | 0
CAHAA2GC | Canada | CAD | MOLD,CABLE TO HORZ STL,HO | 168.64 | EA | 0
534029ABB05 | Canada | CAD | FLEXIBAR,ADV,10X32X1,ABB, | 49.75 | EA | 0
XAC3H3H | Canada | CAD | MOLD,CABLE,HORZ X SAME PL | 276.78 | EA | 0
SSPDTC3P550 | Canada | CAD | SSPD, TNC, THREE PHASE, | 530.41 | EA | 0
47858050AEP | Canada | CAD | ROD,GRD,5/8,CU PLATED,15 | 85.05 | EA | 0
534036GE12 | Canada | CAD | FLEXIBAR,ADV,10X40X1MM,GE | 480.08 | EA | 0
508004 | Canada | CAD | BRAID,FLEXIBLE, | 541.48 | EA | 0
HDTAC9F9FLW | Canada | CAD | MOLD,CABLE,HORZ TEE | 355.41 | EA | 0
PBWT20Y8 | Canada | CAD | WELDER,PAIR,185MM2 CONC | 1084.17 | EA | 0
LPS469 | Canada | CAD | YOKE,SS,IRON BANK | 105.74 | EA | 0
RBT81011H | Canada | CAD | SPLICE,KIT,#8 CADWELD T-S | 225.93 | EA | 0
TAC3D2Q | Canada | CAD | MOLD,CABLE,HORZ TEE | 276.78 | EA | 0
B2122Q20 | Canada | CAD | LUG,BOND,3/16 X 1 LUG 1 H | 147.15 | EA | 0
ECRH201T10UX1 | Canada | CAD | ELECTRODE,CHEMICAL,GRD,W/ | 3560.1 | EA | 0
534034GE13 | Canada | CAD | FLEXIBAR,ADV,6X40X1MM,GE, | 292.58 | EA | 0
534052STB01 | Canada | CAD | FLEXIBAR,ADV,8X80X1,STB | 418.99 | EA | 0
PTD3Q3DW | Canada | CAD | MOLD,CABLE,HORZ THRU PARA | 639.21 | EA | 0
CWP1JH34 | Canada | CAD | CLAMP,PIPE,3/4CONDUIT,BRZ | 38.14 | EA | 0
RBW6559HA | Canada | CAD | SLEEVE,CADWELD,LOW SLIP # | 108.39 | EA | 0
EL32C3SL050Q | Canada | CAD | COUPLER,LENTON,WELDABLE, | 130.68 | EA | 0
SSPDTC3P150 | Canada | CAD | SSPD, TNC, THREE PHASE, | 617.97 | EA | 0
GCHSC67 | Canada | CAD | KIT,CLIP,GLUED RAIL TIE,6 | 349.3 | EA | 0
TAC8D2G | Canada | CAD | MOLD,CABLE,HORZ TEE | 276.78 | EA | 0
PLUSCU2L6 | Canada | CAD | CADWELD PLUS CONTROL UNIT | 448.47 | EA | 0
XLB973A1 | Canada | CAD | BAFFLE,ASSY,4 IN | 634.56 | EA | 0
LPA236ST | Canada | CAD | POINT,AL,5/8X30IN,1/2THR | 15.76 | EA | 0
EDT230020R | Canada | CAD | ENHANCED TYPE 2, 300V,20 | 319.89 | EA | 0
LPCC348NC4 | Canada | CAD | COPPERCLAD AIR TERMINAL 3 | 240.89 | EA | 0
611350SG01 | Canada | CAD | ROD,GRD,1/2X5,CU BONDED, | 26.73 | EA | 0
TGBF06L02PT | Canada | CAD | TELECOM GROUNDING BUSBAR, | 122.2 | EA | 0
SSC1V | Canada | CAD | MOLD,CABLE,HORZ SPLICE | 276.78 | EA | 0
LPA10015 | Canada | CAD | CABLE,AL,SMOOTH WEAVE,24 | 83.3 | FT | 0
PB72QVEE85C001B | Canada | CAD | MOLD,CABLE TO LUG,HORZ | 476.13 | EA | 0
LPC127L | Canada | CAD | CABLE,CU,ROPELAY,32 STR X | 12.74 | FT | 0
PB50HDHS3Q | Canada | CAD | MOLD,CABLE TO HORZ STL, | 379.57 | EA | 0
LPS2932M2M | Canada | CAD | ADAPTER,SS,COUPLING,1/2IN | 37.01 | EA | 0
UGP719 | Canada | CAD | PLATE,CU,GROUND,1/16 X | 133.46 | EA | 0
PTC2Q1D | Canada | CAD | MOLD,CABLE, HORZ THRU PAR | 276.78 | EA | 0
SRGBA006 | Canada | CAD | GRID,SRG,4 X 6,26 GAGE X2 | 1222.91 | EA | 0
EGBA14412BBT2GK | Canada | CAD | BAR,GRD BUS,1/4X4X12 LG, | 382.2 | EA | 0
615982 | Canada | CAD | EARTH ROD,CU BOND,POINT | 65.29 | EA | 0
EGBB18106HH | Canada | CAD | BUSBAR,GRD,CU,1/8X1X6,HH, | 43.29 | EA | 0
HAH2L8C | Canada | CAD | MOLD,CABLE TO HORZ STL,HO | 484.97 | EA | 0
GYR183D | Canada | CAD | MOLD,CABLE TO GRD ROD,VER | 376.08 | EA | 0
GRB5412T | Canada | CAD | BUSBAR,ASSY,1/4 X 4 X 12 | 93.86 | EA | 0
FLXPCRS0003 | Canada | CAD | FLEXIBAR,ADV,2X20X1MM,CRS | 114.49 | EA | 0
611300 | Canada | CAD | ROD,GRD,1/2X10,CU BONDED | 59.85 | EA | 0
556720 | Canada | CAD | BRAID,PREFAB,100MM,180A | 6.23 | EA | 0
PBB489E3S120 | Canada | CAD | BOND,IMPD,CENTER LEAD,500 | 1312.57 | EA | 0
LPA590 | Canada | CAD | CLAMP,AL,ADJUSTABLE,PIPE, | 113.91 | EA | 0
LPA580 | Canada | CAD | CLAMP,AL,PIPE GROUNDING, | 36.05 | EA | 0
VSC9FV8C | Canada | CAD | MOLD,CABLE TO VERT STL,45 | 276.78 | EA | 0
EFPC3KA | Canada | CAD | COLLAR,NYLON,MODIFIED | 293.89 | EA | 0
PTC2C9C | Canada | CAD | MOLD,CABLE, HORZ THRU PAR | 276.78 | EA | 0
534026PDI43 | Canada | CAD | FLEXIBAR,ADV,5X32X1MM,PDI | 130.01 | EA | 0
534016L3MP | Canada | CAD | FLEXIBAR,BUSBAR,MTO, | 97.76 | EA | 0
LPC427 | Canada | CAD | POINT,CU,BARE,INDUSTRIAL | 458.41 | EA | 0
615800HA01UPC | Canada | CAD | ROD,GRD,5/8X10,CU CLAD,10 | 13.14 | EA | 0
EGBB14209HHT | Canada | CAD | BAR,ASSY,GRD BUS,1/4 X 2 | 123.5 | EA | 0
RBTSC18550M | Canada | CAD | BASIN,POURING,#18 HORIZ | 1015.91 | EA | 0
564400 | Canada | CAD | BRAID,SHUNT,POWER,TINNED | 502.55 | EA | 0
534034GE58 | Canada | CAD | FLEXIBAR,ADV,6X40X1MM,GE, | 439.93 | EA | 0
534409LAM02 | Canada | CAD | BRAID,SHUNT,INSUL,IBSB AD | 25.01 | EA | 0
615850 | Canada | CAD | ROD,GRD,5/8X5,CU BONDED | 33.5 | EA | 0
SBHFT7E | Canada | CAD | WELDER,BOND,3/16 HF T7 | 571.36 | EA | 0
EL43T36P8 | Canada | CAD | COUPLER,LENTON,POS,TRANS, | 273.61 | EA | 0
RJC532L | Canada | CAD | MOLD,CABLE TO REBAR,VERT | 276.78 | EA | 0
SBB544A028 | Canada | CAD | BAR ASSY,GRD,1/4X4X16 W/9 | 180.45 | EA | 0
EAKFANFAN | Canada | CAD | MOLD,BUS BAR,HORZ X FLAT | 1255.97 | EA | 0
RCE581V | Canada | CAD | MOLD,CABLE TO REBAR,VERT | 775.14 | EA | 0
FGCF2 | Canada | CAD | CLAMP,GRD,2/0 STR,BRZ | 25.71 | EA | 0
EL12A2D6 | Canada | CAD | COUPLER,LENTON,#4 TERMINA | 40.56 | EA | 0
M12H0100HD | Canada | CAD | 1 X 12IN HDG SLOTTED CHAN | 11960 | EA | 0
EGBB14412CC | Canada | CAD | BAR,GRD BUS,1/4 X 4 X 12 | 189.8 | EA | 0
GRC223Q | Canada | CAD | MOLD,CABLE TO GRD ROD,VER | 276.78 | EA | 0
ELT110SM | Canada | CAD | WRENCH,SMALL INSP | 597.68 | EA | 0
RDH582QMW | Canada | CAD | MOLD,CABLE TO REBAR,HORZ | 537.38 | EA | 0
B120 | Canada | CAD | CLAMP,ROD,GROUND | 464.11 | EA | 0
RHS4TLTCCTK | Canada | CAD | KIT,TERMINATION,HEATER, | 39.79 | EA | 0
PB80LS3Q007M | Canada | CAD | MOLD,CABLE TO BUS/LUG,HOR | 906.82 | EA | 0
534048RW23 | Canada | CAD | FLEXIBAR,ADV,10X63X1,RW | 559.51 | EA | 0
503520 | Canada | CAD | BRAID,CU,TINNED,150 M LG, | 6.32 | MR | 0
EGBA14236NNT | Canada | CAD | BAR,GRD BUS,1/4X2X36 IN | 444.6 | EA | 0
VBC9BV8C | Canada | CAD | MOLD,CABLE,TO VERT STL VE | 276.78 | EA | 0
SB10SS1H | Canada | CAD | MOLD,CABLE,HORZ SPLICE | 194.32 | EA | 0
EGBA14412CC | Canada | CAD | BAR ASSY,GRD BUS,1/4X4X12 | 195 | EA | 0
DTSD2140HI | Canada | CAD | DIVERTER,SURGE,DUAL TRACK | 569.89 | EA | 0
EGBA14414RR | Canada | CAD | BUSBAR,GRD,CU,1/4X4X14,RR | 223.6 | EA | 0
SSC2Q | Canada | CAD | MOLD,CABLE,HORZ SPLICE | 276.78 | EA | 0
EGBB14106NN | Canada | CAD | BAR,GRD BUS,1/4 X 1 X 6 | 57.2 | EA | 0
PTC2Q9F | Canada | CAD | MOLD,CABLE,HORZ THRU PAR | 276.78 | EA | 0
RRC512G | Canada | CAD | MOLD,CABLE TO REBAR,HORZ | 276.78 | EA | 0
LPC31238 | Canada | CAD | BASE,CU,STRAP 3/8IN POINT | 80.24 | EA | 0
RHH582Q | Canada | CAD | MOLD,CABLE TO REBAR,HORZ | 484.97 | EA | 0
SS63SR | Canada | CAD | MOLD,HV CABLE SPLICE,HORZ | 2200.6 | EA | 0
ZCCSS25 | Canada | CAD | MOLD,CABLE,NO BUILD-UP | 276.78 | EA | 0
S90-03-30 | Canada | CAD | TDS350TT277A | 709.67 | EA | 0
534058GE08B | Canada | CAD | FLEXIBAR,ADV,10X100X1,GE | 1304.99 | EA | 0
508172 | Canada | CAD | TOOL, | 961.57 | EA | 0
534045STK01 | Canada | CAD | FLEXIBAR,ADV,5X63X1MM,STK | 115.45 | EA | 0
LPA235ST | Canada | CAD | POINT,AL,5/8X24IN,1/2THR | 13.72 | EA | 0
B275K1 | Canada | CAD | TAG,MOLD,BLANK | 1268.12 | EA | 0
GRC189E | Canada | CAD | MOLD,CABLE TO GRD ROD,VER | 276.78 | EA | 0
CAHAA1VA | Canada | CAD | MOLD,CABLE TO HORZ STL,HO | 168.64 | EA | 0
TAC2C1G | Canada | CAD | MOLD,CABLE,HORZ TEE | 276.78 | EA | 0
PB10SS3S | Canada | CAD | MOLD,CABLE,HORZ SPLICE | 199.84 | EA | 0
534048DSN10 | Canada | CAD | FLEXIBAR,ADV,10X63X1,DSN, | 254.09 | EA | 0
EL16S13 | Canada | CAD | COUPLER,LENTON,STRAIGHT, | 42.13 | EA | 0
T302A | Canada | CAD | BRUSH,PAINT,1 INCH | 7.03 | EA | 0
TAC3D3Q | Canada | CAD | MOLD,CABLE,HORZ TEE | 276.78 | EA | 0
RBB1292JA | Canada | CAD | SLEEVE,CADWELD,B-SERIES, | 198.89 | EA | 0
SSC1B | Canada | CAD | MOLD,CABLE,HORZ SPLICE | 276.78 | EA | 0
534026PDI26 | Canada | CAD | FLEXIBAR,ADV,5X32X1MM,PDI | 258.28 | EA | 0
EGBA12424LLT | Canada | CAD | BUSBAR,GRD,CU,1/2X4X24,LL | 342.68 | EA | 0
B30108 | Canada | CAD | COVER,MOLD,GRAPHITE,3/4 X | 25.7 | EA | 0
XLGTC182L | Canada | CAD | MOLD,CABLE TO GRD ROD,VER | 328.55 | EA | 0
VVR2GV5C | Canada | CAD | MOLD,CABLE TO VERT STL,VE | 376.08 | EA | 0
PBWT202JRH | Canada | CAD | WELDER,ASSY,2/0 RLAY TYPE | 287.22 | EA | 0
XBZ3H9F | Canada | CAD | MOLD,CABLE,HORZ X LAPPED | 793.75 | EA | 0
508051 | Canada | CAD | BRAID,FLEXIBLE, | 1353.01 | EA | 0
503420 | Canada | CAD | BRAID,CU,ROUND,TINNED,INS | 50.27 | EA | 0
ERICORE035U | Canada | CAD | DOWNCONDUCTOR,LIGHTNING, | 5969.09 | EA | 0
HSC2L | Canada | CAD | MOLD,CABLE TO HORZ STL,HO | 276.78 | EA | 0
LJCFAJY6 | Canada | CAD | MOLD,CABLE TO BUS/LUG,HOR | 276.78 | EA | 0
EL20C3SWN | Canada | CAD | COUPLER,LENTON,SPECIAL, | 68.98 | EA | 0
534032SI02 | Canada | CAD | FLEXIBAR,ADV,4X40X1MM,SI, | 436.97 | EA | 0
534033 | Canada | CAD | FLEX ADV2MTC 5X40X1 | 318.76 | EA | 0
VBC9FV4 | Canada | CAD | MOLD,CABLE TO VERT STL,VE | 276.78 | EA | 0
RRA531V | Canada | CAD | MOLD,CABLE TO REBAR,HORZ | 168.64 | EA | 0
RCE531H | Canada | CAD | MOLD,CABLE TO REBAR,VERT | 775.14 | EA | 0
635800PWC01 | Canada | CAD | ROD,GRD,5/8X10,SEC,CU BON | 52.12 | EA | 0
558253ADV | Canada | CAD | BRAID,SHUNT,INSULATED | 85.85 | EA | 0
ECRH101T4D | Canada | CAD | GROUND ROD,ASSY,KIT.10FT, | 2735.79 | EA | 0
GFC169W | Canada | CAD | MOLD,CABLE TO GRD ROD,HOR | 276.78 | EA | 0
VBC9C | Canada | CAD | MOLD,CABLE,TO VERT STL VE | 276.78 | EA | 0
FJ2Q24 | Canada | CAD | JUMPER,FLEX,4/0 RLAY CU,S | 101.61 | EA | 0
PGC2V2V | Canada | CAD | MOLD,CABLE,HORZ THRU PARA | 276.78 | EA | 0
TDX100S347/600 | Canada | CAD | PROTECTOR,SURGE,TDX100S,3 | 1707.08 | EA | 0
560650 | Canada | CAD | DISTANCE HOLDER 120M5 | 3.63 | EA | 0
FLXPABB0011 | Canada | CAD | FLEXIBAR,ADV,10X50X1,ABB, | 363.021 | EA | 0
SPDS400277/480 | Canada | CAD | PROTECTOR,SURGE,TDX400S,3 | 2.8 | EA | 0
505690 | Canada | CAD | BUSBAR,SPECIAL,1/4X3IN | 73.52 | EA | 0
SB10PC1G1G | Canada | CAD | MOLD,CABLE,HORZ TAP PARAL | 176.14 | EA | 0
NDR161H | Canada | CAD | MOLD,CABLE TO GRD ROD,HOR | 376.08 | EA | 0
HVCP100 | Canada | CAD | MOLD,STUD TO VERT STL | 276.78 | EA | 0
VSCSFV4 | Canada | CAD | MOLD,CABLE TO VERT STL,45 | 276.78 | EA | 0
EGBC14106EE | Canada | CAD | BUSBAR,GRD,CU,1/4X1X6,EE, | 39 | EA | 0
TAC2V9G | Canada | CAD | MOLD,CABLE,HORZ TEE | 276.78 | EA | 0
WD82 | Canada | CAD | HAMMER,DIE,4/0 CONC | 362.71 | EA | 0
TAC3Q8C | Canada | CAD | MOLD,CABLE,HORZ TEE | 276.78 | EA | 0
LECY3EAM | Canada | CAD | MOLD,CABLE TO BUS/LUG,HOR | 276.78 | EA | 0
GYE18Y3 | Canada | CAD | MOLD,CABLE TO GRD ROD,VER | 775.14 | EA | 0
GYE161G | Canada | CAD | MOLD,CABLE TO GRD ROD,VER | 775.14 | EA | 0
LK86GV | Canada | CAD | LENTON INTERLOK,HDG, | 112.19 | EA | 0
TACY6T3 | Canada | CAD | MOLD,CABLE,HORZ TEE | 276.78 | EA | 0
RCE52Y3 | Canada | CAD | MOLD,CABLE TO REBAR,VERT | 775.14 | EA | 0
CWP1JU | Canada | CAD | CLAMP,WATER PIPE,BRZ 1/2- | 9.45 | EA | 0
CAHBA1H4 | Canada | CAD | MOLD,CABLE TO HORZ CAST I | 168.64 | EA | 0
WT2BMC | Canada | CAD | CONNECTOR, BIMETALLIC, | 209.79 | EA | 0
ECRE201T6DB | Canada | CAD | CHEMROD ONLY,VERT,20FT, | 2906.96 | EA | 0
GPECEAH0241L024 | Canada | CAD | ELECTRODE,GRD PLATE,1/32X | 277.16 | EA | 0
YRC2Q1TLH | Canada | CAD | MOLD,CABLE,HORZ Y 45 DEG | 276.78 | EA | 0
GYE162CW | Canada | CAD | MOLD,CABLE TO GRD ROD,VER | 853.76 | EA | 0
EL32A2MGWICP | Canada | CAD | COUPLER,LENTON STANDARD,# | 91.25 | EA | 0
A811C20F55 | Canada | CAD | STRIP,CU,20GA X 3 IN,55FT | 667.25 | EA | 0
EL43T36A2ES | Canada | CAD | COUPLER,LENTON STANDARD,# | 156.35 | EA | 0
EL12SAECF | Canada | CAD | COUPLER,LENTON,SA,#4,EPOX | 30.23 | EA | 0
CA32 | Canada | CAD | WELD METAL,ALLOY,F33 CATH | 9.3 | EA | 0
LPA242ST | Canada | CAD | POINT,AL,BLUNT,5/8 X 12IN | 13.74 | EA | 0
RJC54Y4 | Canada | CAD | MOLD,CABLE TO REBAR,VERT | 276.78 | EA | 0
A800A08F | Canada | CAD | CABLE,CU,BARE,2/0 CONC,7 | 8.15 | FT | 0
VBCSF | Canada | CAD | MOLD,CABLE TO VERT STL,VE | 276.78 | EA | 0
HDGTC162QW | Canada | CAD | MOLD,CABLE TO GRD ROD,VER | 355.41 | EA | 0
GRC18Y6 | Canada | CAD | MOLD,CABLE TO GRD ROD, | 276.78 | EA | 0
LJCGG3Q | Canada | CAD | MOLD,CABLE TO BUS/LUG,HOR | 276.78 | EA | 0
LQJEH2V | Canada | CAD | MOLD,CABLE TO BUS/LUG,VER | 1147.17 | EA | 0
GFC148D | Canada | CAD | MOLD,BUS TO VERT STL,HORZ | 276.78 | EA | 0
B570A10 | Canada | CAD | JUMPER,FLEX,GRD,BRZ,3/16, | 9.45 | EA | 0
PB20XA2V2V | Canada | CAD | MOLD,CABLE,HORZ X SAME PL | 199.84 | EA | 0
EL25A2MG | Canada | CAD | COUPLER,LENTON STANDARD,# | 68.49 | EA | 0
PBWT202S | Canada | CAD | WELDER ASSY,RAIL,PAIR,4/0 | 860.52 | EA | 0
554366 | Canada | CAD | BRAID,EARTH,SS,70MM2,CPI | 31.3 | EA | 0
PTD3Q9H | Canada | CAD | MOLD,CABLE, HORZ THRU PAR | 586.79 | EA | 0
DQC10SF | Canada | CAD | MOLD,CABLE TO GRD ROD,HOR | 276.78 | EA | 0
534056RW27 | Canada | CAD | FLEXIBAR,ADV,6X100X1MM,RW | 562.03 | EA | 0
VSCSC | Canada | CAD | MOLD,CABLE TO VERT STL,45 | 276.78 | EA | 0
XLVBC1V | Canada | CAD | MOLD,CABLE TO VERT STL,VE | 328.55 | EA | 0
M336A | Canada | CAD | FRAME,RAIL,ASSEMBLY,M336A | 900.72 | EA | 0
VSC9F | Canada | CAD | MOLD,CABLE TO VERT STL,45 | 276.78 | EA | 0
PBK247 | Canada | CAD | KIT,HARDWARE,LUG,84 COMPO | 239.86 | EA | 0
LPA103IN0062.0 | Canada | CAD | CABLE, AL, SMOOTH WEAVE | 1509.95 | EA | 0
534058NEX03 | Canada | CAD | FLEXIBAR,ADV,10X100X1,NEX | 858.09 | EA | 0
PCT1V1E | Canada | CAD | MOLD,CABLE,HORZ TAP PARAL | 269.61 | EA | 0
EL32A2NGV | Canada | CAD | COUPLER,LENTON,STANDARD, | 79.05 | EA | 0
GYE37Y4 | Canada | CAD | MOLD,CABLE TO GRD ROD,VER | 775.14 | EA | 0
GTC169E | Canada | CAD | MOLD,CABLE TO GRD ROD,VER | 276.78 | EA | 0
LPA571 | Canada | CAD | BOLT,U,CABLE SPLICER CAST | 36.23 | EA | 0
GRP181KM | Canada | CAD | MOLD,CABLE TO GRD ROD,VER | 205.88 | EA | 0
534029UTC01 | Canada | CAD | FLEXIBAR,ADV,10X32X1MM, | 296.19 | EA | 0
534036GE04 | Canada | CAD | FLEXIBAR,ADV,10X40X1MM,GE | 389.05 | EA | 0
LAC18EG | Canada | CAD | MOLD,CABLE TO BUS/LUG,HOR | 276.78 | EA | 0
PTC2L1QW | Canada | CAD | MOLD,CABLE, HORZ THRU PAR | 329.2 | EA | 0
LJCJG2C | Canada | CAD | MOLD,CABLE TO BUS/LUG,HOR | 276.78 | EA | 0
GRC311Y | Canada | CAD | MOLD,CABLE TO GRD ROD,VER | 276.78 | EA | 0
PB10GLEG3S | Canada | CAD | MOLD,CABLE TO LUG,HORZ SP | 199.84 | EA | 0
ERICORE049T | Canada | CAD | DOWNCONDUCTOR,LIGHTNING, | 9995.02 | EA | 0
LPC2913F3M | Canada | CAD | ADAPTER,CU,COUPL.,3/8IN | 28.13 | EA | 0
VBC2QV5C | Canada | CAD | MOLD,CABLE TO VERT STL,VE | 276.78 | EA | 0
534029L3M | Canada | CAD | FLEXIBAR,ADV,10X32X1MM,3M | 786.47 | EA | 0
SPDS100120240D | Canada | CAD | PQI, TDX100S120240D | 5101.29 | EA | 0
RBW2689 | Canada | CAD | SLEEVE,SPEED,#9 | 31.31 | EA | 0
M12H0006HD | Canada | CAD | 1 X 6IN HDG SLOTTED CHANN | 11960 | EA | 0
556810 | Canada | CAD | BRAID,PREFAB,300X23X2.1MM | 13.87 | EA | 0
SSCS7Y5 | Canada | CAD | MOLD,CABLE,HORZ SPLICE | 276.78 | EA | 0
EL20S13BN | Canada | CAD | COUPLER,LENTON,STRAIGHT, | 43.66 | EA | 0
615815GAL01 | Canada | CAD | ROD,GRD,5/8X15,CU BONDED | 66.08 | EA | 0
PB10SS2J | Canada | CAD | MOLD,CABLE,HORZ SPLICE | 199.84 | EA | 0
RBT11101B | Canada | CAD | MATERIAL,FILLER,#11 T-SER | 60.59 | EA | 0
HSC1L | Canada | CAD | MOLD,CABLE TO HORZ STL, | 276.78 | EA | 0
ERICORE038T | Canada | CAD | DOWNCONDUCTOR,LIGHTNING, | 8828.48 | EA | 0
VBC3AV3 | Canada | CAD | MOLD,CABLE TO VERT STL,VE | 276.78 | EA | 0
PB80DS3SJH001 | Canada | CAD | MOLD,CABLE TO UC LUG,HORZ | 906.82 | EA | 0
B103GK005 | Canada | CAD | LUG,CU,3/8X3,9/16 MOUNT | 120.58 | EA | 0
LPC241B | Canada | CAD | POINT,CU,BARE,5/8IN X | 48.62 | EA | 0
XAD3Q2Q | Canada | CAD | MOLD,CABLE,HORZ X SAME PL | 586.79 | EA | 0
LJCFALY3 | Canada | CAD | MOLD,CABLE TO BUS/LUG,HOR | 276.78 | EA | 0
534060L3MP | Canada | CAD | FLEXIBAR,BUSBAR,MTO, | 99999.99 | EA | 0
PTC2Q8C | Canada | CAD | MOLD,CABLE, HORZ THRU PAR | 276.78 | EA | 0
EL25SAQ | Canada | CAD | COUPLER,LENTON,SA,#8, | 59.68 | EA | 0
RTC512L | Canada | CAD | MOLD,CABLE TO REBAR,HORZ | 276.78 | EA | 0
TAC2Q4L | Canada | CAD | MOLD,CABLE,HORZ TEE | 276.78 | EA | 0
LPA246ST | Canada | CAD | POINT,AL,BLUNT 5/8 X 30IN | 31.25 | EA | 0
XBQ2Q2QW | Canada | CAD | MOLD,CABLE,HORZ X LAPPED | 633.28 | EA | 0
WBTC69GRKIT | Canada | CAD | WIRE BASKET TRAY CONN | 39.34 | EA | 0
RBF210 | Canada | CAD | MATERIAL,FILLER,REBAR FER | 107.96 | EA | 0
EL25D6MG | Canada | CAD | COUPLER,LENTON TERMINATOR | 44.13 | EA | 0
A810A19F | Canada | CAD | CABLE,CU,INSUL,500MCM | 58.46 | EA | 0
XBQ9T9T | Canada | CAD | MOLD,CABLE,HORZ X LAPPED | 528.45 | EA | 0
XADY9Y9 | Canada | CAD | MOLD,CABLE,HORZ X SAME PL | 586.79 | EA | 0
SBS8BARE | Canada | CAD | BOND STRAND,BARE,S8 3/16, | 2.74 | EA | 0
PVT21500R | Canada | CAD | PV TYPE 2, 1500VDC | 274.01 | EA | 0
RBT78101 | Canada | CAD | SPLICE,KIT,#7/#8 CADWELD | 219.81 | EA | 0
534048RW25 | Canada | CAD | FLEXIBAR,ADV,10X63X1MM,RW | 337 | EA | 0
VSC1V | Canada | CAD | MOLD,CABLE TO VERT STL,45 | 276.78 | EA | 0
B30112 | Canada | CAD | MOLD, COVER, GRAPHITE | 46.66 | EA | 0
534008SC01 | Canada | CAD | FLEXIBAR,ADV,6X15.5X0.8MM | 117.4 | EA | 0
RBF70 | Canada | CAD | MATERIAL,FILLER,REBAR FER | 49.18 | EA | 0
RJC531T | Canada | CAD | MOLD,CABLE TO REBAR,VERT | 276.78 | EA | 0
LJCEG4L | Canada | CAD | MOLD,CABLE TO BUS/LUG,HOR | 276.78 | EA | 0
EL28P8ES | Canada | CAD | COUPLER,LENTON,POSITION, | 217.19 | EA | 0
HTC2G2 | Canada | CAD | MOLD,CABLE TO HORZ STL,HO | 276.78 | EA | 0
XLHDVSC2Q | Canada | CAD | MOLD,CABLE TO VERT STL,45 | 929.6 | EA | 0
FLXPMCS0002 | Canada | CAD | FLEXIBAR,ADV,6X40X1MM,MCS | 260.977 | EA | 0
EL20P8 | Canada | CAD | COUPLER,LENTON POSITION,# | 126.15 | EA | 0
568805 | Canada | CAD | BLOCK,JUNCTION,PEN-D 100 | 153.89 | EA | 0
EL43TD6SS | Canada | CAD | ANCHOR,LENTON,TERMINATOR, | 567.36 | EA | 0
EL20C3JQ | Canada | CAD | COUPLER,LENTON,HALF,C3J, | 61.89 | EA | 0
EGBA14220DGT | Canada | CAD | BAR,GRD BUS,1/4 X 2 X 20 | 257.4 | EA | 0
B540C884T | Canada | CAD | BUSBAR,GRD,CU,3/8X6X36IN, | 540.28 | EA | 0
TAC2P1G | Canada | CAD | MOLD,CABLE,HORZ TEE | 276.78 | EA | 0
VFR8D | Canada | CAD | MOLD,CABLE TO VERT STL,VE | 376.08 | EA | 0
534032SI03 | Canada | CAD | FLEXIBAR,ADV,4X40X1MM,SI, | 444.82 | EA | 0
TACL9L9 | Canada | CAD | MOLD,CABLE,HORZ TEE | 276.78 | EA | 0
534026PDI36 | Canada | CAD | FLEXIBAR,ADV,5X32X1MM,PDI | 171.83 | EA | 0
EGBA144120CCT | Canada | CAD | BAR,GRD BUS,1/4 X 4 X 120 | 2086.5 | EA | 0
RHC512L | Canada | CAD | MOLD,CABLE TO REBAR,HORZ | 276.78 | EA | 0
GLCCEY1 | Canada | CAD | MOLD,CABLE TO LUG,HORZ SP | 276.78 | EA | 0
EL32P9JQ | Canada | CAD | COUPLER,LENTON POSITION, | 251.23 | EA | 0
6113503 | Canada | CAD | ROD,GRD,1/2X5 FT,3 MIL CU | 26.12 | EA | 0
EGBA14414CC | Canada | CAD | BAR,GRD BUS,1/4 X 4 X 14, | 223.6 | EA | 0
GRC18Y4 | Canada | CAD | MOLD,CABLE TO GRD ROD,VER | 276.78 | EA | 0
549020 | Canada | CAD | BUSBAR TCB 30X5X2000 | 562.47 | EA | 0
LLCEH2Q | Canada | CAD | MOLD,CABLE TO BUS,LUG,VER | 276.78 | EA | 0
TAC8C2G | Canada | CAD | MOLD,CABLE,HORZ TEE | 276.78 | EA | 0
ECB14212 | Canada | CAD | COPPER BAR,1/4X2X12 LG, | 49.84 | EA | 0
B2710A2H | Canada | CAD | PULLEY,DRIVER | 80.07 | EA | 0
561510 | Canada | CAD | BUSBAR,SUPPORT,KIT,UBS | 199.91 | EA | 0
SSC2B | Canada | CAD | MOLD,CABLE,HORZ SPLICE | 276.78 | EA | 0
GRC181Y | Canada | CAD | MOLD,CABLE TO GRD ROD,VER | 276.78 | EA | 0
ML953 | Canada | CAD | SEAL,WIPER SCRAPER,#70900 | 44.59 | EA | 0
ZCCSS23 | Canada | CAD | MOLD,CABLE,NO BUILD-UP | 276.78 | EA | 0
554343 | Canada | CAD | BRAID,EARTH,SS,50MM2,CPI | 26.95 | EA | 0
LAC1V003 | Canada | CAD | MOLD,CABLE TO BUS/LUG,HOR | 276.78 | EA | 0
715125 | Canada | CAD | LUG,CABLE,PKS95/12-H | 9.02 | EA | 0
PQDM3300S120 | Canada | CAD | PQDM-6-1P-120V, | 2155.21 | EA | 0
ML542 | Canada | CAD | PIN,QUICK-WEDGE,#6 DRIVE | 144.6 | EA | 0
PBB231A08 | Canada | CAD | CRUCIBLE,MOLD,W/FRAME | 906.82 | EA | 0
558266 | Canada | CAD | BRAID,SHUNT,INSUL,50MM SQ | 42.2 | EA | 0
DSD140M150 | Canada | CAD | MODULE, DSD, 150V, 40KA | 76.34 | EA | 0
GTC141G | Canada | CAD | MOLD,CABLE TO GRD ROD,VER | 276.78 | EA | 0
HDPTC2C2C | Canada | CAD | MOLD,CABLE,HORZ THRU PARA | 276.78 | EA | 0
CAHBA1L14 | Canada | CAD | MOLD,CABLE TO HORZ CAST I | 168.64 | EA | 0
CASSP2G135 | Canada | CAD | MOLD,CABLE,HORZ SPLICE | 269.61 | EA | 0
BMDFANFAN | Canada | CAD | MOLD,BUS BAR,HORZ TEE BAR | 586.79 | EA | 0
VSC1HV5C | Canada | CAD | MOLD,CABLE TO VERT STL,45 | 276.78 | EA | 0
PTC9T9T | Canada | CAD | MOLD,CABLE,HORZ THRU PARA | 276.78 | EA | 0
GECP160DBG | Canada | CAD | MOLD,16MM DIA ROD TO | 276.78 | EA | 0
548600 | Canada | CAD | INSULATOR,BUSBAR,ISO TP | 10 | EA | 0
LPA28058F | Canada | CAD | ADAPTER,AL,5/8IN,FEMALE | 14.35 | EA | 0
SVC1V | Canada | CAD | MOLD,CABLE,VERT SPLICE | 276.78 | EA | 0
ESBP2/0 | Canada | CAD | CONNECTOR,SPLIT BOLT,DUAL | 16.03 | EA | 0
XBM2Q9F | Canada | CAD | MOLD,CABLE,HORZ X LAPPED | 844.84 | EA | 0
HDTAC2Q3Q | Canada | CAD | MOLD,CABLE,HORZ TEE | 276.78 | EA | 0
RCE521L | Canada | CAD | MOLD,CABLE TO REBAR,VERT | 775.14 | EA | 0
SBRT36100138 | Canada | CAD | TOOL,STRIP,3/16X6,6SOLX8 | 245.84 | EA | 0
LEC8N20X3 | Canada | CAD | MOLD,CABLE TO BUS/LUG,HOR | 276.78 | EA | 0
EGBA14206JJ | Canada | CAD | BAR,ASSY,GRD,BUS,1/4 X 2 | 78 | EA | 0
EL32SAES | Canada | CAD | COUPLER,LENTON,SA,#10,EPO | 91.2 | EA | 0
PCC2L2C | Canada | CAD | MOLD,CABLE, HORZ TAP PARA | 276.78 | EA | 0
631300 | Canada | CAD | ROD,GRD,1/2X10,SEC,CU BON | 62.23 | EA | 0
SBTBT21DLH | Canada | CAD | WELDER,BOND,3/16 & 1 1/2 | 743.59 | EA | 0
VNC2QRH1.50 | Canada | CAD | MOLD,CABLE TO VERT STL,HO | 276.78 | EA | 0
LPP93158 | Canada | CAD | BALL,PLASTIC,ORNAMENT,RED | 45.24 | EA | 0
PCC2Q1E | Canada | CAD | MOLD,CABLE, HORZ TAP PARA | 276.78 | EA | 0
XLTCR2Q2Q | Canada | CAD | MOLD,CABLE,VERT TEE HORZ | 1041.46 | EA | 0
B295X51Z66 | Canada | CAD | LABEL,ADHESIVE,TYPE 2 | 111.84 | EA | 0
534034GE49 | Canada | CAD | FLEXIBAR,ADV,6X40X1MM,GE, | 449.72 | EA | 0
EL57T36A2 | Canada | CAD | COUPLER,LENTON STANDARD,# | 151.58 | EA | 0
EL28A2NES | Canada | CAD | COUPLER,LENTON,SOURCED, | 63.71 | EA | 0
EGBA14312NN | Canada | CAD | BAR,GRD BUS,1/4 X 3 X 12 | 163.8 | EA | 0
GTC312Q | Canada | CAD | MOLD,CABLE TO GRD ROD,VER | 276.78 | EA | 0
EGBA14212JJ | Canada | CAD | BAR,GRD BUS,1/4 X 2 X 12 | 132.6 | EA | 0
ZZLPPPROJECT | Canada | CAD | PASSIVE LIGHTNING PROTECT | 1.99 | EA | 0
S1V36 | Canada | CAD | MOLD,HV CABLE SPLICE,HORZ | 591.37 | EA | 0
PTC2QSF | Canada | CAD | MOLD,CABLE,HORZ THRU PARA | 276.78 | EA | 0
PGT1G1GM | Canada | CAD | MOLD,CABLE,HORZ THRU PARA | 180.87 | EA | 0
PQM200240D | Canada | CAD | PROTECTOR,SURGE,PQM200, 2 | 4238.09 | EA | 0
LBLPIL025 | Canada | CAD | LABEL,WARNING,UPPER AND | 3.29 | EA | 0
EL28A2SS | Canada | CAD | COUPLER,LENTON STANDARD,# | 167.14 | EA | 0
PB10GR183Q | Canada | CAD | MOLD,CABLE TO GRD ROD,VER | 199.84 | EA | 0
B233A06 | Canada | CAD | CRUCIBLE,GRAPHITE,8 X 4 X | 1391.57 | EA | 0
A805A40CB | Canada | CAD | CABLE,COMP,THFT DET | 58.96 | EA | 0
PTDV9D7 | Canada | CAD | MOLD,CABLE, HORZ THRU PAR | 586.79 | EA | 0
LACW3CAJ | Canada | CAD | MOLD,CABLE TO BUS/LUG,HOR | 276.78 | EA | 0
CAHAA2GA | Canada | CAD | MOLD,CABLE TO HORZ STL,HO | 168.64 | EA | 0
RJE592L | Canada | CAD | MOLD,CABLE TO REBAR,VERT | 775.14 | EA | 0
PBJW22W1A127B | Canada | CAD | BOND,RAIL,250KCM RLAY 127 | 202.35 | EA | 0
FLXPCCN0001 | Canada | CAD | FLEXIBAR,ADV,6X15.5X0.8MM | 171.77 | EA | 0
S02F | Canada | CAD | SLEEVE,CU,FLARED,4/0 RLAY | 4.95 | EA | 0
GR1161V | Canada | CAD | ONE-SHOT,CABLE TO GRD ROD | 27.21 | EA | 0
534442 | Canada | CAD | IBSB ADV 240-430-10-12 | 123.45 | EA | 0
EL32S5BQMG | Canada | CAD | COUPLER,LENTON,STRAIGHT, | 129.69 | EA | 0
A235D2Q4LH | Canada | CAD | CLAMP,FENCE,4/0 X 4 FT TO | 217.76 | EA | 0
811380 | Canada | CAD | GROUND ROD,GALV,POINTED, | 33.27 | EA | 0
XLTAC2Q1H | Canada | CAD | MOLD,CABLE,HORZ TEE | 328.55 | EA | 0
LPC205ST | Canada | CAD | POINT,CU,BLUNT,3/8IN X | 89.58 | EA | 0
GT1181VPLUS | Canada | CAD | ONE-SHOT,CABLE TO GRD ROD | 35.18 | EA | 0
RBT1891HSA | Canada | CAD | SLEEVE,CADWELD,#18 T-SER | 326.75 | EA | 0
PTD9G9G | Canada | CAD | MOLD,CABLE, HORZ THRU PAR | 586.79 | EA | 0
NCR142L | Canada | CAD | MOLD,CABLE TO GRD ROD, | 376.08 | EA | 0
XLSSDW9 | Canada | CAD | MOLD,CABLE,HORZ SPLICE | 639.39 | EA | 0
EGBA14312HH | Canada | CAD | BAR,GRD BUS,1/4 X 3 X 12 | 163.8 | EA | 0
HDTACY6Y6 | Canada | CAD | MOLD,CABLE,HORZ TEE | 276.78 | EA | 0
LMCCG2Q | Canada | CAD | MOLD,CABLE TO BUS/LUG,VER | 276.78 | EA | 0
A800A02F100 | Canada | CAD | CABLE,CU,BARE,#2 CONC,7 S | 430.01 | EA | 0
LACY7FAM | Canada | CAD | MOLD,CABLE TO BUS/LUG,HOR | 276.78 | EA | 0
ML501 | Canada | CAD | PISTON,QUICK-WEDGE,TOOL | 353.39 | EA | 0
SBA1811 | Canada | CAD | COUPLING,SHEAR,BRIGGS & S | 60.16 | EA | 0
SBGEM25A | Canada | CAD | MATERIAL,GRD ENHANCEMENT, | 180.45 | EA | 0
534018GE13 | Canada | CAD | FLEXIBAR,ADV,4X24X1MM,GE, | 200.94 | EA | 0
PTC2B1H | Canada | CAD | MOLD,CABLE,HORZ THRU PARA | 276.78 | EA | 0
6158330 | Canada | CAD | EARTH ROD,CU BOND,POINTED | 25.08 | EA | 0
ML4GPKG26 | Canada | CAD | PACKAGE,PIN,QUICK-WEDGE,# | 119.14 | EA | 0
DQC162V | Canada | CAD | MOLD,CABLE TO GRD ROD,HOR | 276.78 | EA | 0
LPC570 | Canada | CAD | BOLT,U,CASTING ASSEMBLY | 46.23 | EA | 0
RPSCW3STPW4 | Canada | CAD | WALKWAY,3 STEPS | 15271.53 | EA | 0
A929A105 | Canada | CAD | WASHER,FLAT,3/4 S.S. | 3.28 | EA | 0
SBTBS3324B | Canada | CAD | BOND,SWITCH,3/16 BARE 24 | 10.36 | EA | 0
GRT14A1T | Canada | CAD | MOLD,CABLE TO GRD ROD,VER | 269.61 | EA | 0
GPR332Q | Canada | CAD | MOLD,CABLE TO GRD ROD,VER | 376.08 | EA | 0
534010ABB02 | Canada | CAD | FLEXIBAR,ADV,2X20X1MM,ABB | 34.42 | EA | 0
EGBA14336BB | Canada | CAD | BAR,GRD BUS,1/4 X 3 X 36 | 444.6 | EA | 0
LPC229BST66 | Canada | CAD | POINT,CU,BLUNT BARE,1/2IN | 191.23 | EA | 0
EL25D6SA0725 | Canada | CAD | COUPLER,LENTON,SA HEAD, | 132.18 | EA | 0
PCC2G1D | Canada | CAD | MOLD,CABLE, HORZ TAP PARA | 276.78 | EA | 0
ERICORE021T | Canada | CAD | DOWNCONDUCTOR,LIGHTNING, | 5219.73 | EA | 0
GRC169F | Canada | CAD | MOLD,CABLE TO GRD ROD, | 276.78 | EA | 0
FLXPABB0092 | Canada | CAD | FLEXIBAR,ADV,8X63X1MM,ABB | 369.78 | EA | 0
635880SEC | Canada | CAD | ROD,GRD,5/8 X 2.4,CU CLAD | 52.81 | EA | 0
EL36S3P82400 | Canada | CAD | COUPLER,LENTON,POSITION, | 418.8 | EA | 0
SSC2Q1G | Canada | CAD | MOLD,CABLE,HORZ SPLICE | 276.78 | EA | 0
XLLJCEG2Q | Canada | CAD | MOLD,CABLE TO BUS/LUG,HOR | 328.55 | EA | 0
569208 | Canada | CAD | DISTRI. BLOCK UDF12C800AL | 125.36 | EA | 0
PCC3Q3Q | Canada | CAD | MOLD,CABLE, HORZ TAP PARA | 276.78 | EA | 0
CAGTP161G | Canada | CAD | MOLD,CABLE TO GRD ROD,VER | 304.14 | EA | 0
B2618A | Canada | CAD | REEL,ASSY,STATIC GRD,.09 | 746.32 | EA | 0
HDPTD2Q2Q | Canada | CAD | MOLD,CABLE,HORZ THRU PARA | 586.79 | EA | 0
B2614A | Canada | CAD | CLAMP,ASSY,STATIC GRD,2 1 | 266.44 | EA | 0
TVC1L1L | Canada | CAD | MOLD,CABLE,VERT TEE VERT | 276.78 | EA | 0
HCA1L1.25 | Canada | CAD | MOLD,CABLE TO HORZ STL,HO | 168.64 | EA | 0
716181 | Canada | CAD | DRILL,RAIL BOND, 9,5MM | 109.36 | EA | 0
SSCSG1V | Canada | CAD | MOLD,CABLE,HORZ SPLICE | 276.78 | EA | 0
LPA55138 | Canada | CAD | LUG,AL,CAST,BONDING,3/8IN | 30.95 | EA | 0
PQDM3310S277 | Canada | CAD | PQDM-7-1P-277V, FSPM3310S | 4023.9 | EA | 0
B30114D | Canada | CAD | MOLD, COVER, GRAPHITE | 67.64 | EA | 0
EL16PPPN | Canada | CAD | PLUG,PARALLEL,LENTON | 0.94 | EA | 0
PTC8D8D | Canada | CAD | MOLD,CABLE, HORZ THRU PAR | 276.78 | EA | 0
RBC2L9Q | Canada | CAD | MOLD,GRD ROD TO RECEPTACL | 276.78 | EA | 0
EGBA14312BBT | Canada | CAD | BAR,GRD BUS,1/4 X 3 X 12 | 195 | EA | 0
PTC2B1T | Canada | CAD | MOLD,CABLE,HORZ THRU PARA | 276.78 | EA | 0
534041STB04 | Canada | CAD | FLEXIBAR,ADV,8X50X1,STB | 401.32 | EA | 0
RBWS22774 | Canada | CAD | CRUCIBLE,GRAPHITE,4 IN | 377.23 | EA | 0
534058GE03A | Canada | CAD | FLEXIBAR,ADV,10X100X1,GE | 1226.62 | EA | 0
EGBA14636CC | Canada | CAD | BAR,ASSY,GRD BUS,1/4 X 6 | 748.8 | EA | 0
FJ2G12 | Canada | CAD | JUMPER,SWAGED,2/0 CONC 12 | 43.6 | EA | 0
635850 | Canada | CAD | ROD,GRD,5/8X5,SEC,CU BOND | 36.5 | EA | 0
534020FW04 | Canada | CAD | FLEXIBAR,ADV,6X24X1MM,FW, | 227.15 | EA | 0
B403 | Canada | CAD | FRAME ASSY,3RD RAIL SPLIC | 301.7 | EA | 0
B102CE | Canada | CAD | LUG,CU,1/8 X 1 W/2-9/16 | 18.27 | EA | 0
LPA30958 | Canada | CAD | BASE,AL,POINT,5/8IN, | 32.51 | EA | 0
534036ABBI01 | Canada | CAD | FLEXIBAR,ADV,10X40X1,ABBI | 273.56 | EA | 0
FLXPLAM0106 | Canada | CAD | FLEXIBAR,ADV,3X9X0.8MM, | 188.84 | EA | 0
TACY2W3 | Canada | CAD | MOLD,CABLE,HORZ TEE | 276.78 | EA | 0
EL22SACF | Canada | CAD | COUPLER,LENTON,#7,CLIPPED | 28.64 | EA | 0
EDT2750M | Canada | CAD | ENHANCED TYPE 2 MODULE, | 83.66 | EA | 0
WTBR10E | Canada | CAD | RECEPTOR,SURFACE,DISK,10 | 306.44 | EA | 0
LPC34738 | Canada | CAD | BASE,CU,CAST,HALF SADDLE, | 90.6 | EA | 0
L5001Z5LH | Canada | CAD | ANGLE,MOLD,SUPPORT,S.S.,L | 62.06 | EA | 0
GTC339B | Canada | CAD | MOLD,CABLE TO GRD ROD,VER | 276.78 | EA | 0
EL16D6ES | Canada | CAD | COUPLER,LENTON TERMINATOR | 18.1 | EA | 0
VSC2QV2W | Canada | CAD | MOLD,CABLE TO VERT STL,45 | 302.99 | EA | 0
505674 | Canada | CAD | BUSBAR,SPECIAL,C11000 CU | 27.77 | EA | 0
RHH552C | Canada | CAD | MOLD,CABLE TO REBAR,HORZ | 484.97 | EA | 0
TAC2C9F | Canada | CAD | MOLD,CABLE,HORZ TEE | 276.78 | EA | 0
GYE331T | Canada | CAD | MOLD,CABLE TO GRD ROD,VER | 775.14 | EA | 0
TSM0087GR | Canada | CAD | STRUT,PIPE,CLAMP3/4IN CT | 12.86 | EA | 0
RBB1092JA | Canada | CAD | SLEEVE,CADWELD,#10 B-SERI | 138.86 | EA | 0
EL32P9ES | Canada | CAD | COUPLER,LENTON POSITION,# | 148.03 | EA | 0
RRC511H | Canada | CAD | MOLD,CABLE TO REBAR,HORZ | 276.78 | EA | 0
CC5A05F500 | Canada | CAD | CABLE,COMPOSITE,19 STRAND | 1372.12 | EA | 0
GTC182VW | Canada | CAD | MOLD,CABLE TO GRD ROD,VER | 355.41 | EA | 0
SCB6002APLUS | Canada | CAD | WELD METAL,PLUSF80,RAIL | 92.76 | EA | 0
552680 | Canada | CAD | BAR,FLEXIBLE,10X32X1,PLAI | 180.83 | EA | 0
CJ6R10 | Canada | CAD | CLIP,CABLE,STUDWALL | 16.49 | EA | 0
534019LAM05 | Canada | CAD | FLEXIBAR,ADV,5X24X1MM,LAM | 212.04 | EA | 0
PTC8D1T | Canada | CAD | MOLD,CABLE, HORZ THRU | 276.78 | EA | 0
EL32D6 | Canada | CAD | COUPLER,LENTON TERMINATOR | 22.43 | EA | 0
534023CH46 | Canada | CAD | FLEXIBAR,ADV,2X32X1,CH | 127.56 | EA | 0
FLXPKOM0009 | Canada | CAD | FLEXIBAR,ADV,3X40X1MM,KOM | 324.802 | EA | 0
GTC161K | Canada | CAD | MOLD,CABLE TO GRD ROD,VER | 276.78 | EA | 0
XAC8D8D | Canada | CAD | MOLD,CABLE,HORZ X SAME PL | 276.78 | EA | 0
M783 | Canada | CAD | CRUCIBLE/FRAME,ASSY | 1126.02 | EA | 0
BXB139LL | Canada | CAD | BOX,PATTERN LOGO,COMPANY | 9999.99 | EA | 0
TVCT2 | Canada | CAD | MOLD,CABLE,VERT TEE VERT | 276.78 | EA | 0
VSC2PV8C | Canada | CAD | MOLD,CABLE TO VERT STL,45 | 276.78 | EA | 0
534056RW43 | Canada | CAD | FLEXIBAR,ADV,6X100X1MM,RW | 713.43 | EA | 0
GTC188D | Canada | CAD | MOLD,CABLE TO GRD ROD,VER | 276.78 | EA | 0
B531D2Q24 | Canada | CAD | JUMPER,ASSY,4/0 CONC 24 I | 329.46 | EA | 0
ELFG32CA | Canada | CAD | LENTON,BAR END GAGE,FIELD | 193.16 | EA | 0
SSCV1 | Canada | CAD | MOLD,CABLE,HORZ SPLICE | 276.78 | EA | 0
FJ1T24SK | Canada | CAD | JUMPER,FLEXIBLE,2 RLAY, | 79.76 | EA | 0
A929A009 | Canada | CAD | WASHER,FLAT,3/8,CAD TYPE | 0.03 | EA | 0
RBT1091A | Canada | CAD | SLEEVE,CADWELD,#10 T-SERI | 97.05 | EA | 0
54200002 | Canada | CAD | BRAID,POWER | 52.13 | EA | 0
PBCY4001M | Canada | CAD | MOLD,BOND,70MM2 CONC,PAIR | 199.84 | EA | 0
TACW2W2 | Canada | CAD | MOLD,CABLE,HORZ TEE | 276.78 | EA | 0
SBPAJB60 | Canada | CAD | BOND,PLUG,S5 60 LONG | 22 | EA | 0
XLVBC1H | Canada | CAD | MOLD,CABLE TO VERT STL, | 328.55 | EA | 0
560830 | Canada | CAD | CAP CAPN16 | 2.15 | EA | 0
VSC2C | Canada | CAD | MOLD,CABLE TO VERT STL,45 | 276.78 | EA | 0
EL43TP8 | Canada | CAD | COUPLER,LENTON POSITION, | 295.33 | EA | 0
PB10RJ521V | Canada | CAD | MOLD,CABLE TO REBAR,VERT | 199.84 | EA | 0
VFR2VV6 | Canada | CAD | MOLD,CABLE TO VERT STL, | 376.08 | EA | 0
LQJJH3Q | Canada | CAD | MOLD,CABLE TO BUS/LUG, | 1147.17 | EA | 0
PB26XB2C1H | Canada | CAD | MOLD,CABLE,HORZ X LAPPED | 820.73 | EA | 0
PQDM1110B208 | Canada | CAD | PQDM-3-2P-208V, FSPM1110B | 3976.65 | EA | 0
S06F | Canada | CAD | SLEEVE,CU,FLARED,2/0 RLAY | 2.3 | EA | 0
SSC3Q4L | Canada | CAD | MOLD,CABLE,HORZ SPLICE | 276.78 | EA | 0
510140 | Canada | CAD | BRAID,CU,TINNED,50 M LG, | 8.97 | MR | 0
562100 | Canada | CAD | BUSBAR,MOUNTING,CLIP,AND | 95.24 | EA | 0
534047CPG03 | Canada | CAD | FLEXIBAR,ADV,8X63X1,PG | 365.95 | EA | 0
ERICORE044U | Canada | CAD | DOWNCONDUCTOR,LIGHTNING, | 7504.04 | EA | 0
VBC2QV10 | Canada | CAD | MOLD,CABLE TO VERT STL,VE | 276.78 | EA | 0
534041KOM03 | Canada | CAD | FLEXIBAR,ADV,8X50X1MM,KOM | 353.65 | EA | 0
RBT9101HB | Canada | CAD | MATERIAL,FILLER,#9 T-SERI | 51.59 | EA | 0
554006 | Canada | CAD | JUMPER,CU,(1)PC 4/0CU ROP | 42.12 | EA | 0
RBW7391110H | Canada | CAD | INSTALLATION,KIT,EQUIP | 1956.95 | EA | 0
684400 | Canada | CAD | ROD,GROUND,SS,1X10 | 777.5 | EA | 0
TACY2Y4 | Canada | CAD | MOLD,CABLE,HORZ TEE | 276.78 | EA | 0
LK9ES | Canada | CAD | COUPLER,LENTON INTERLOK,# | 120.56 | EA | 0
EGBA14272NN | Canada | CAD | BAR,ASSY,GRD BUS,1/4 X 2 | 690.3 | EA | 0
GTC183H | Canada | CAD | MOLD,CABLE TO GRD ROD, | 276.78 | EA | 0
RBWS1467X | Canada | CAD | BASIN,POURING,#6 STANDARD | 292.1 | EA | 0
EGBA14420LLT | Canada | CAD | BAR,GRD BUS,1/4 X 4 X 20, | 361.4 | EA | 0
SX40SSW3001 | Canada | CAD | MOLD,CABLE,HORZ SPLICE | 1255.97 | EA | 0
SPDM100120/208 | Canada | CAD | PROTECTOR,SURGE,TDX100M,3 | 4577.14 | EA | 0
HDGNR169CW | Canada | CAD | MOLD,CABLE TO GRD ROD,VER | 402.29 | EA | 0
EGBA14424LL | Canada | CAD | BAR,GRD BUS,1/4 X 4 X 24 | 366.6 | EA | 0
CWP2JH44 | Canada | CAD | CLAMP,PIPE,1 CONDUIT,BRZ | 35.31 | EA | 0
HAA1H11C | Canada | CAD | MOLD,CABLE TO HORZ STL,HO | 168.64 | EA | 0
VBC1VV4 | Canada | CAD | MOLD,CABLE TO VERT STL,VE | 276.78 | EA | 0
UTBTA | Canada | CAD | BARRIER,TRANSIENT,UNIVERS | 188.62 | EA | 0
B144F | Canada | CAD | PACKING,PREFAB,.25 X 3X3 | 6.76 | EA | 0
GRC152G | Canada | CAD | MOLD,CABLE TO GRD ROD,VER | 276.78 | EA | 0
LAC2S002 | Canada | CAD | MOLD,CABLE TO BUS/LUG,HOR | 276.78 | EA | 0
EL28CIPS | Canada | CAD | PROTECTOR,THREAD,INTERNAL | 0.26 | EA | 0
HVR12CUHQ | Canada | CAD | MOLD,STUD TO VERT STL | 376.08 | EA | 0
B548A46 | Canada | CAD | MOUNTING,KIT,HARDWARE,3/8 | 20.05 | EA | 0
EL20SADCF | Canada | CAD | COUPLER,LENTON,SA,#6, | 28.61 | EA | 0
LPC206 | Canada | CAD | POINT,CU,3/8IN X 30IN | 126.66 | EA | 0
EGBC14424NN | Canada | CAD | BAR,GRD BUS,1/4 X 4 X 24, | 343.2 | EA | 0
EL36A12MG | Canada | CAD | COUPLER,LENTON,A12,#11, | 109.81 | EA | 0
PCT1V1D | Canada | CAD | MOLD,CABLE,HORZ TAP PARAL | 269.61 | EA | 0
RJE582L | Canada | CAD | MOLD,CABLE TO REBAR,VERT | 775.14 | EA | 0
EPGAS122KIT17 | Canada | CAD | KIT,BUSBAR,PERIMETER,1/2X | 6341.99 | EA | 0
545810 | Canada | CAD | PUNCH,TOOL,11MM | 252.36 | EA | 0
SES160B208Y | Canada | CAD | SES, 160KA, BASIC, | 523.5 | EA | 0
PHT1D1D | Canada | CAD | MOLD,CABLE VERT THRU PAR | 269.61 | EA | 0
CR12S | Canada | CAD | COUPLER,GRD ROD,BRZ,W/THD | 20.89 | EA | 0
RJC541H | Canada | CAD | MOLD,CABLE TO REBAR,VERT | 276.78 | EA | 0
M12H0300HD | Canada | CAD | 1 X 36IN HDG SLOTTED CHAN | 11960 | EA | 0
PTC2V9C | Canada | CAD | MOLD,CABLE, HORZ THRU PAR | 276.78 | EA | 0
LPC226L | Canada | CAD | POINT,CU,1/2IN X 30IN | 73.39 | EA | 0
FLXPSHL0010 | Canada | CAD | FLEXIBAR,ADV,5X20X1MM,SHL | 187.579 | EA | 0
EL43TA2ES | Canada | CAD | COUPLER,LENTON STANDARD,# | 137.74 | EA | 0
54200001 | Canada | CAD | BRAID,POWER,3E CUSTOM | 89.37 | EA | 0
LPC126RLCTO | Canada | CAD | CABLE,CU,ROPELAY,28 ST | 13.65 | EA | 0
RJE552C | Canada | CAD | MOLD,CABLE TO REBAR,VERT | 775.14 | EA | 0
GTD223QHQ | Canada | CAD | MOLD,CABLE TO GRD ROD,VER | 586.79 | EA | 0
SBB855C1T72 | Canada | CAD | STUD,GROUNDING,AL/CU, W/2 | 106.02 | EA | 0
GTC169D | Canada | CAD | MOLD,CABLE TO GRD ROD,VER | 276.78 | EA | 0
LPA228 | Canada | CAD | POINT,AL,1/2 X 48IN | 56.02 | EA | 0
SBXSJ3336 | Canada | CAD | BOND,JUMPER,3/16 & 3/4 XS | 17.69 | EA | 0
RWR521T | Canada | CAD | MOLD,CABLE TO REBAR,VERT | 376.08 | EA | 0
XLSCK4P5A | Canada | CAD | MOLD,CABLE,HORZ SPLICE SI | 1978.83 | EA | 0
PB72QVJH150A001 | Canada | CAD | MOLD,CABLE TO LUG,HORZ TA | 476.13 | EA | 0
LAC3SEG | Canada | CAD | MOLD,CABLE TO BUS/LUG,HOR | 276.78 | EA | 0
VBC1KV5C | Canada | CAD | MOLD,CABLE TO VERT STL,VE | 276.78 | EA | 0
FLXPSAM0003 | Canada | CAD | FLEXIBAR,ADV,3X13X0.5,SAM | 9999999.99 | EA | 0
EL25C3J1200 | Canada | CAD | COUPLER,LENTON HALF,C3J, | 83.2 | EA | 0
RBHA6050E | Canada | CAD | BASIN,POURING,#10 HORIZ. | 713.05 | EA | 0
UTB30MEX | Canada | CAD | PROTECTOR,SURGE,UTB REPLA | 164.87 | EA | 0
ESBP4/0 | Canada | CAD | CONNECTOR,SPLIT BOLT,DUAL | 21.35 | EA | 0
47858500AEP | Canada | CAD | ROD,GRD,5/8,CU PLATED, | 35.06 | EA | 0
EL25A2N | Canada | CAD | COUPLER,LENTON,SOURCED,A2 | 32.14 | EA | 0
HDPTD3D2V | Canada | CAD | MOLD,CABLE, HORZ THRU PAR | 586.79 | EA | 0
534056RW39 | Canada | CAD | FLEXIBAR,ADV,6X100X1,RW | 619.48 | EA | 0
SSPDTT1P300 | Canada | CAD | SSPD, TT SINGLE PHASE, | 486.79 | EA | 0
534011L3MP | Canada | CAD | FLEXIBAR,BUSBAR,MTO, | 109.35 | EA | 0
XBM2Q1Y | Canada | CAD | MOLD,CABLE,HORZ X LAPPED | 844.84 | EA | 0
LPC664A18 | Canada | CAD | CONNECTION,THRU,ROOF,W/PV | 205.01 | EA | 0
RBT14101 | Canada | CAD | SPLICE,KIT,#14 CADWELD T- | 353.3 | EA | 0
A135A07 | Canada | CAD | PLUG,GRAPHITE,ADJUSTABLE | 465.17 | EA | 0
GRT311H | Canada | CAD | MOLD,CABLE TO GRD ROD,VER | 269.61 | EA | 0
EGBA14324CC | Canada | CAD | BAR,GRD BUS,1/4 X 3 X 24 | 304.2 | EA | 0
PTCSM2C | Canada | CAD | MOLD,CABLE,HORZ THRU PARA | 276.78 | EA | 0
RBT671011H | Canada | CAD | SPLICE,KIT,#6/#7 -1 CAD | 221 | EA | 0
PTC3D2V | Canada | CAD | MOLD,CABLE,HORZ THRU | 276.78 | EA | 0
PB60TA4T4K | Canada | CAD | MOLD,CABLE,HORZ TEE | 423.66 | EA | 0
BMCEALEAL | Canada | CAD | MOLD,BUS BAR,HORZ TEE BAR | 276.78 | EA | 0
LPRAILKITBN | Canada | CAD | LP KIT, RAIL, BNSF | 345.41 | EA | 0
VSC2L | Canada | CAD | MOLD,CABLE TO VERT STL,45 | 276.78 | EA | 0
508192 | Canada | CAD | CLAMP, | 114.79 | EA | 0
LPC226LST | Canada | CAD | POINT,CU,1/2IN X 30IN | 366.02 | EA | 0
PBWX901RH | Canada | CAD | MOLD,CABLE ,WEB BOND TO W | 123.1 | EA | 0
558651 | Canada | CAD | BRAID,SHUNT,INSULATED,IBS | 13.03 | EA | 0
CAPGT1E003 | Canada | CAD | MOLD,CABLE, HORZ THRU PAR | 269.61 | EA | 0
VSCY8 | Canada | CAD | MOLD,CABLE TO VERT STL,45 | 276.78 | EA | 0
VGC1V1.25 | Canada | CAD | MOLD,CABLE TO VERT STL,HO | 276.78 | EA | 0
AWG2 | Canada | CAD | WIRE,CLAD,#2,CU | 16.35 | EA | 0
PCCY5Y5 | Canada | CAD | MOLD,CABLE,HORZ TAP PARAL | 276.78 | EA | 0
RTC532G | Canada | CAD | MOLD,CABLE TO REBAR,HORZ | 276.78 | EA | 0
LPC456P | Canada | CAD | BASE,TERMINAL,AIR,CAST,CO | 26.31 | EA | 0
SBK140VALE | Canada | CAD | KIT,CLIP,RAIL,STEEL TIE | 88.35 | EA | 0
TACY3Y3 | Canada | CAD | MOLD,CABLE,HORZ TEE | 276.78 | EA | 0
PBWX7 | Canada | CAD | MOLD,BOND,FIELD MADE BOND | 235.22 | EA | 0
549528 | Canada | CAD | HARDWARE,KIT,BAGGED,CABS | 114.79 | EA | 0
LPC127 | Canada | CAD | CABLE,CU,ROPELAY,32 STR | 8.72 | EA | 0
LK1110STHD | Canada | CAD | COUPLER,INTERLOK ASSY #10 | 173.48 | EA | 0
CMC16CAJ | Canada | CAD | MOLD,BUS TO GRD ROD,VERT | 276.78 | EA | 0
A238HD2S24RH | Canada | CAD | CLAMP,FENCE,4/0 X 24 IN | 430.33 | EA | 0
508007 | Canada | CAD | BRAID,FLEXIBLE, | 731.21 | EA | 0
PB20TA52G | Canada | CAD | MOLD,CABLE,HORZ TEE | 199.84 | EA | 0
PTC2Q1T | Canada | CAD | MOLD,CABLE, HORZ THRU PAR | 276.78 | EA | 0
LPC330 | Canada | CAD | BASE,TERMINAL,MOUNT,PIPE | 95.64 | EA | 0
PBW12J72 | Canada | CAD | BOND KIT,JOINT,2/0 RLAY W | 116.38 | EA | 0
EL22D6Q | Canada | CAD | ANCHOR,LENTON TERMINATOR, | 29.99 | EA | 0
A130Y | Canada | CAD | TUBING,SHRINK,HEAT,2 - 4/ | 12.3 | EA | 0
XBQ2V2G | Canada | CAD | MOLD,CABLE,HORZ X LAPPED | 528.45 | EA | 0
556825B | Canada | CAD | MBJ 50-150-8 | 4.28 | EA | 0
GTT14C1L | Canada | CAD | MOLD,CABLE TO GRD ROD,VER | 293.25 | EA | 0
RBT81011HB | Canada | CAD | MATERIAL,FILLER,#8 -1 T- | 46.48 | EA | 0
PB19GY332Q | Canada | CAD | MOLD,CABLE TO GRD ROD,VER | 559.65 | EA | 0
PQDLBM2Y277 | Canada | CAD | LABEL,SPEC,RATINGS,PQD, | 32.27 | EA | 0
XADY9Y8 | Canada | CAD | MOLD,CABLE,HORZ X SAME PL | 586.79 | EA | 0
VTC2Q | Canada | CAD | MOLD,CABLE TO VERT STL,VE | 276.78 | EA | 0
A238HD2S24LH | Canada | CAD | CLAMP,FENCE,2/0 X 24 IN F | 362.47 | EA | 0
NT1161L | Canada | CAD | ONE-SHOT,CABLE TO GRD ROD | 31.37 | EA | 0
VBC3AV2 | Canada | CAD | MOLD,CABLE TO VERT STL,VE | 276.78 | EA | 0
534010LAM03 | Canada | CAD | FLEXIBAR,ADV,2X20X1MM,LAM | 242.28 | EA | 0
EGBA14432BB | Canada | CAD | BAR,GRD BUS,1/4 X 4 X 32 | 481 | EA | 0
RBW65510A | Canada | CAD | SLEEVE,CADWELD,LOW SLIP # | 118.55 | EA | 0
534010ABB27 | Canada | CAD | FLEXIBAR,ADV,2X20X1MM,ABB | 141.05 | EA | 0
PGT1D1H | Canada | CAD | MOLD,CABLE,HORZ THRU PARA | 269.61 | EA | 0
TADP9Y4 | Canada | CAD | MOLD,CABLE,HORZ TEE | 586.79 | EA | 0
B548A39 | Canada | CAD | MOUNTING,KIT,HARDWARE,3/8 | 12.99 | EA | 0
505633 | Canada | CAD | BUSBAR,SPECIAL,1/4 X2 X24 | 126.04 | EA | 0
GTD374Y | Canada | CAD | MOLD,CABLE TO GRD ROD,VER | 586.79 | EA | 0
554004 | Canada | CAD | JUMPER,CU,(1)PC 1/0 CU RO | 39.88 | EA | 0
A929F008 | Canada | CAD | WASHER,RUBBER,.542ID X1.2 | 0.72 | EA | 0
SBA148132 | Canada | CAD | CLIP ASSY,RAIL,A=9.25, | 56.26 | EA | 0
534038MJP04 | Canada | CAD | FLEXIBAR,ADV,4X50X1MM,MJP | 183.2 | EA | 0
RDC521G | Canada | CAD | MOLD,CABLE TO REBAR,HORZ | 276.78 | EA | 0
HDTAC2Q2G | Canada | CAD | MOLD,CABLE,HORZ TEE | 276.78 | EA | 0
LPTHRUCUCTO | Canada | CAD | CONNECTION,CU,THRU-ROOF, | 2.78 | EA | 0
545865 | Canada | CAD | PUNCH,TOOL,14X20 MM | 414.86 | EA | 0
PBC12S9 | Canada | CAD | BOND,RAIL C,4/0 RLAY 9 LO | 61.18 | EA | 0
NDRP190Y4 | Canada | CAD | MOLD,CABLE TO GRD ROD,HOR | 376.08 | EA | 0
ML6ES | Canada | CAD | COUPLER,QUICK-WEDGE,#6,EP | 37.59 | EA | 0
SBTBS3436B | Canada | CAD | BOND,SWITCH,1 IN TAB,3/16 | 13.01 | EA | 0
CAVST1HA | Canada | CAD | MOLD,CABLE TO VERT STL,45 | 269.61 | EA | 0
VFC1VV5C | Canada | CAD | MOLD,CABLE TO VERT STL, | 276.78 | EA | 0
SBXSJ3348B | Canada | CAD | BOND,JUMPER,3/16 & 3/4 XS | 14.29 | EA | 0
TDDX5W32C | Canada | CAD | MOLD,CABLE,HORZ TEE MULT | 586.79 | EA | 0
65F76 | Canada | CAD | WELD METAL,CADWELD,F76 | 20.36 | EA | 0
TAC1H2G | Canada | CAD | MOLD,CABLE,HORZ TEE | 276.78 | EA | 0
561170 | Canada | CAD | BLOCK,POWER,SB2C250 | 74.23 | EA | 0
VBC2G009 | Canada | CAD | MOLD,CABLE TO VERT STL,VE | 276.78 | EA | 0
534018RTH01 | Canada | CAD | FLEXIBAR,ADV,4X24X1,RTH | 222.6 | EA | 0
EAKPAMPAM | Canada | CAD | MOLD,BUS BAR,HORZ X FLAT | 1255.97 | EA | 0
TAC2V9F | Canada | CAD | MOLD,CABLE,HORZ TEE | 276.78 | EA | 0
B540A620A | Canada | CAD | BUSBAR,COVER,1/4X8X14,PLE | 81.11 | EA | 0
MBA46B | Canada | CAD | MOLD,BLANK,R PRICE 150200 | 9999.99 | EA | 0
GYR16Y8 | Canada | CAD | MOLD,CABLE TO GRD ROD,VER | 376.08 | EA | 0
BX884 | Canada | CAD | BOX,PATTERN LOGO,COMPANY | 20.24 | EA | 0
EL36D6Q | Canada | CAD | ANCHOR,LENTON TERMINATOR, | 57.11 | EA | 0
GYE161E | Canada | CAD | MOLD,CABLE TO GRD ROD,VER | 775.14 | EA | 0
534007EA03 | Canada | CAD | FLEXIBAR,ADV,4X15.5X0.8MM | 109.8 | EA | 0
GYR162QW | Canada | CAD | MOLD,CABLE TO GRD ROD,VER | 454.7 | EA | 0
XAC2L2C | Canada | CAD | MOLD,CABLE,HORZ X SAME PL | 276.78 | EA | 0
TAC3H2C | Canada | CAD | MOLD,CABLE,HORZ TEE | 276.78 | EA | 0
EL28P8Q | Canada | CAD | COUPLER,LENTON,POSITION, | 232.36 | EA | 0
LPS46278 | Canada | CAD | JUMPER,SS,EYE LUG TO | 333.02 | EA | 0
PCC2Q8C | Canada | CAD | MOLD,CABLE, HORZ TAP PARA | 276.78 | EA | 0
CAFCA1V24 | Canada | CAD | MOLD,CABLE,TO HORZ C.I.PI | 168.64 | EA | 0
RRC522V | Canada | CAD | MOLD,CABLE TO REBAR,HORZ | 276.78 | EA | 0
RBT189130H | Canada | CAD | SPLICE,KIT,#18 CADWELD T- | 559.43 | EA | 0
EGBA14260NN | Canada | CAD | BAR,GRD BUS,1/4 X 2 X 60 | 581.1 | EA | 0
GFC16Y4 | Canada | CAD | MOLD,CABLE TO GRD ROD,HOR | 276.78 | EA | 0
VGPY1M | Canada | CAD | MOLD,CABLE TO VERT STL,HO | 205.88 | EA | 0
MBSPD180PCB | Canada | CAD | METER,BASE,SPD,120/240V, | 211.08 | EA | 0
LPA226 | Canada | CAD | POINT,AL,1/2 X 30IN | 37.35 | EA | 0
508114 | Canada | CAD | COPPER,BUSBAR, | 145.25 | EA | 0
534047GE08 | Canada | CAD | FLEXIBAR,ADV,8X63X1,GE | 577.42 | EA | 0
GR1162CPLUS | Canada | CAD | ONE-SHOT,CABLE TO GRD ROD | 28.41 | EA | 0
534034ARZ31 | Canada | CAD | FLEXIBAR,ADV,6X40X1MM,ARZ | 414.92 | EA | 0
EL43TA12 | Canada | CAD | COUPLER,LENTON,A12,#14, | 94.63 | EA | 0
534041STB02 | Canada | CAD | FLEXIBAR,ADV,8X50X1,STB | 205.99 | EA | 0
B101GGOL002 | Canada | CAD | LUG,OFFSET,CU,3/8IN X | 63.99 | EA | 0
SBB2721WS600 | Canada | CAD | SHUNT,HEAD,HARD,3/16 W/OR | 329.11 | EA | 0
XLNDR182G | Canada | CAD | MOLD,CABLE TO GRD ROD,HOR | 1041.46 | EA | 0
GPECNED012 | Canada | CAD | ELECTRODE,GRD PLATE, | 89.93 | EA | 0
VFR2QV4 | Canada | CAD | MOLD,CABLE TO VERT STL,VE | 376.08 | EA | 0
XBV3Q9FW | Canada | CAD | MOLD,CABLE,HORZ X LAPPED | 1320.41 | EA | 0
554418B | Canada | CAD | BRAID,SS,LUG,50MM2,BULK | 93.18 | EA | 0
RTC53Y5 | Canada | CAD | MOLD,CABLE TO REBAR,HORZ | 276.78 | EA | 0
EGBA14430CC | Canada | CAD | BAR ASSY,GRD BUS,1/4X4X30 | 452.4 | EA | 0
PCC2Q2QW | Canada | CAD | MOLD,CABLE, HORZ TAP PARA | 329.2 | EA | 0
PBWX8LH | Canada | CAD | MOLD,BOND,FIELD MADE BOND | 127.49 | EA | 0
EGBA14122HH | Canada | CAD | BAR,GRD BUS,1/4 X 1 X 22 | 166.4 | EA | 0
TAC4Y9E | Canada | CAD | MOLD,CABLE, HORZ TEE | 276.78 | EA | 0
RBW3998 | Canada | CAD | ADAPTER,SPEED SLEEVE,#8 | 5.51 | EA | 0
EGBC14296NN | Canada | CAD | BAR ASSY,GRD BUS,1/4X2X96 | 873.6 | EA | 0
LPA5962 | Canada | CAD | CLAMP,PIPE,U-BOLT | 54.37 | EA | 0
CAHAA1YM | Canada | CAD | MOLD,CABLE TO HORZ STL,HO | 119.87 | EA | 0
EL16D14SS | Canada | CAD | ANCHOR,LENTON TERMINATOR, | 135.73 | EA | 0
EL43T28A2 | Canada | CAD | COUPLER,LENTON STANDARD,# | 105.9 | EA | 0
EDT230010R | Canada | CAD | ENHANCED TYPE 2, 300V,1.0 | 169.08 | EA | 0
534045APG14 | Canada | CAD | FLEXIBAR,ADV,5X63X1MM,APG | 244.91 | EA | 0
RBT189115H | Canada | CAD | SPLICE,KIT,#18 15 DEGREE | 559.43 | EA | 0
NDF312Q | Canada | CAD | MOLD,CABLE TO GRD ROD,HOR | 659.46 | EA | 0
LPLC458X34 | Canada | CAD | CONNECTOR,LEAD,COVERED, | 196.04 | EA | 0
TCR2L1L | Canada | CAD | MOLD,CABLE,VERT TEE HORZ | 376.08 | EA | 0
LPC243BST | Canada | CAD | POINT,CU,BLUNT BARE,5/8IN | 61.3 | EA | 0
SB20175B | Canada | CAD | BOND,JOINT,5/16 TAB | 9.48 | EA | 0
554408B | Canada | CAD | BRAID,SS,LUG,70MM2,BULK | 110.44 | EA | 0
LPA588 | Canada | CAD | CLAMP,AL,ADJUSTABLE,PIPE, | 108.67 | EA | 0
PB20LS2QEG | Canada | CAD | MOLD,CABLE TO BUS/LUG,HOR | 199.84 | EA | 0
PTCY5W3 | Canada | CAD | MOLD,CABLE,HORZ THRU PARA | 276.78 | EA | 0
VFC1H | Canada | CAD | MOLD,CABLE TO VERT STL,TA | 276.78 | EA | 0
SBK229 | Canada | CAD | CONNECTION,KIT,W/SIG.BOND | 124.59 | EA | 0
EGBK14412QQT | Canada | CAD | BUSBAR,GRD,CU,1/4X4X12,QQ | 117.82 | EA | 0
534026AMX06 | Canada | CAD | FLEXIBAR,ADV,5X32X1,AMX | 148.03 | EA | 0
CAHAA1HM | Canada | CAD | MOLD,CABLE TO HORZ STL,HO | 119.87 | EA | 0
LPC580L | Canada | CAD | CLAMP,CU,PIPE GROUNDING, | 91.82 | EA | 0
563180 | Canada | CAD | FLEXIBAR,DISTRIBUTION,4 | 278.59 | EA | 0
TDX200C120/208 | Canada | CAD | SURGE PROTECTOR,TDX200C, | 1959.22 | EA | 0
555244B | Canada | CAD | BRAID,CU,TINNED,16MM2,BLK | 1.86 | EA | 0
RTB30S3M | Canada | CAD | BARRIER,TRANSIENT,RAIL, | 62.57 | EA | 0
INTCPTSIIER1 | Canada | CAD | ADAPTER, SII TO ER1 MAST | 128.35 | EA | 0
A930W004 | Canada | CAD | ANCHOR,EXPANSION,1/4X1 1/ | 2.42 | EA | 0
563480 | Canada | CAD | BRAID,PREFAB,300X40X3.5MM | 25.19 | EA | 0
A140 | Canada | CAD | CONNECTOR,TEMPORARY,3/16 | 51.68 | EA | 0
TAC3H2G | Canada | CAD | MOLD,CABLE,HORZ TEE | 276.78 | EA | 0
HDXBV3D2Q | Canada | CAD | MOLD,CABLE,HORZ X LAPPED | 1215.58 | EA | 0
EL22S4 | Canada | CAD | COUPLER,LENTON,STRAIGHT T | 55.19 | EA | 0
HDVBC1V | Canada | CAD | MOLD,CABLE TO VERT STL,VE | 276.78 | EA | 0
TAC2V2L | Canada | CAD | MOLD,CABLE,HORZ TEE | 276.78 | EA | 0
534019ABB09 | Canada | CAD | FLEXIBAR,ADV,5X24X1MM,ABB | 181.87 | EA | 0
PB10SSY0X0 | Canada | CAD | MOLD,CABLE,HORZ SPLICE | 155.76 | EA | 0
VGC2Q | Canada | CAD | MOLD,CABLE TO VERT STL,HO | 276.78 | EA | 0
TADP9Y0 | Canada | CAD | MOLD,CABLE,HORZ TEE | 586.79 | EA | 0
EL25A32K | Canada | CAD | COUPLER,LENTON,STANDARD, | 132.3 | EA | 0
HDGRC182GW | Canada | CAD | MOLD,CABLE TO GRD ROD,VER | 329.2 | EA | 0
UTB5SPM | Canada | CAD | PROTECTOR,SURGE,UTB REPLA | 151.7 | EA | 0
PB13TP2G | Canada | CAD | MOLD,CABLE TO RAIL,HORZ T | 199.84 | EA | 0
RBT10911HA | Canada | CAD | SLEEVE,CADWELD,#10 -1 T | 136.26 | EA | 0
556761B | Canada | CAD | MBJ 30 433 20 J30 | 6.33 | EA | 0
B103JK005 | Canada | CAD | LUG,CU,1/2 X 3 W/2-9/16 H | 149.9 | EA | 0
XLB964A1 | Canada | CAD | WIRE,CU,EXOLON IGNITON SY | 0.21 | EA | 0
564250 | Canada | CAD | BRAID,PREFAB,500X50X9MM,T | 398.5 | EA | 0
XLTAC3Q3D | Canada | CAD | MOLD,CABLE,HORZ,TEE | 929.6 | EA | 0
GPECNED014 | Canada | CAD | ELECTRODE,GRD PLATE,1/4 X | 110.42 | EA | 0
505678 | Canada | CAD | BUSBAR,SPECIAL,C11000 CU | 473.24 | EA | 0
MBA74ABT | Canada | CAD | MOLD,BLANK,F PRICE 600750 | 723.59 | EA | 0
XBCY3W3 | Canada | CAD | MOLD,CABLE,HORZ X LAPPED | 276.78 | EA | 0
PB72QVEE84C001B | Canada | CAD | MOLD,CABLE TO LUG,HORZ | 476.13 | EA | 0
TACY7Y2 | Canada | CAD | MOLD,CABLE,HORZ TEE | 276.78 | EA | 0
LPC66518NCBI | Canada | CAD | CONNECTION,THRU,ROOF,W/PV | 192.37 | EA | 0
RBVC23010F | Canada | CAD | BASIN,POURING,#11 VERT SI | 1424.21 | EA | 0
RRA531G | Canada | CAD | MOLD,CABLE TO REBAR,HORZ | 168.64 | EA | 0
LPA34812 | Canada | CAD | BASE,AL,CAST,STANDING | 69.32 | EA | 0
GPECEBK0242G072 | Canada | CAD | ELECTRODE,GRD PLATE,1/4X2 | 669.59 | EA | 0
RAD3Q3Q | Canada | CAD | MOLD,GRD ROD TO RECEPTACL | 586.79 | EA | 0
CC5A05CBF500 | Canada | CAD | CABLE,COMP,THFT DET CUBON | 6.32 | FT | 0
PTC2P1G | Canada | CAD | MOLD,CABLE, HORZ THRU PAR | 276.78 | EA | 0
RBTSA6040F | Canada | CAD | BASIN,POURING,#11 HORIZ. | 713.05 | EA | 0
CRC18BAL | Canada | CAD | MOLD,BUS TO GRD ROD, | 276.78 | EA | 0
IH1250D | Canada | CAD | ENCLOSURE,INSPECTION,W/CO | 694.69 | EA | 0
CAD11V24 | Canada | CAD | BOND,PIGTAIL,2 CONC,24 IN | 43.6 | EA | 0
B144A | Canada | CAD | PACKING,PREFAB,.25 X 3 X | 3.72 | EA | 0
RJC532C | Canada | CAD | MOLD,CABLE TO REBAR,VERT | 276.78 | EA | 0
DINRL0885 | Canada | CAD | 8.85 IN PDR DIN RAIL | 7.64 | EA | 0
285114 | Canada | CAD | KIT,FLEXIBAR,ADV,EATON | 323.71 | EA | 0
EGBA14424BFT | Canada | CAD | BUSBAR,GRD,CU1/4X4X24,BF, | 429 | EA | 0
RBVB16575J | Canada | CAD | BASIN,POURING,#14 VERTICA | 851.53 | EA | 0
GRC162V | Canada | CAD | MOLD,CABLE TO GRD ROD,VER | 276.78 | EA | 0
PB10SS2Q2G | Canada | CAD | MOLD,CABLE,HORZ SPLICE | 271.52 | EA | 0
CAHBA1V16 | Canada | CAD | MOLD,CABLE TO HORZ CAST I | 168.64 | EA | 0
PTC1G8D | Canada | CAD | MOLD,CABLE, HORZ THRU PAR | 276.78 | EA | 0
GTCP160Y3 | Canada | CAD | MOLD,CABLE TO GRD ROD,VER | 276.78 | EA | 0
LJCEG3D | Canada | CAD | MOLD,CABLE TO BUS/LUG, | 276.78 | EA | 0
FLXPAPG0008 | Canada | CAD | FLEXIBAR,ADV,4X80X1MM,APG | 798.04 | EA | 0
LPC124500 | Canada | CAD | CABLE,CU,SMOOTH WEAVE,40 | 8.57 | FT | 0
RBW705 | Canada | CAD | CLAMP,BOTTOM,HORZ SIDE SU | 410.61 | EA | 0
VSC3HV5 | Canada | CAD | MOLD,CABLE TO VERT STL,45 | 276.78 | EA | 0
CC5A20 | Canada | CAD | CABLE,COMPOSITE,154 STR | 3274.34 | EA | 0
548609 | Canada | CAD | INSULATOR,BUSBAR,ISO TP | 14.4 | EA | 0
EGRD34 | Canada | CAD | DRIVER,ROD,GRD,3/4 | 728.65 | EA | 0
NDR181T | Canada | CAD | MOLD,CABLE TO GRD ROD,HOR | 376.08 | EA | 0
B122EG | Canada | CAD | LUG,CU,1/4 X 1 1/2 W/2-9/ | 47.44 | EA | 0
RCE551V | Canada | CAD | MOLD,CABLE TO REBAR,VERT | 775.14 | EA | 0
LACY4EAK | Canada | CAD | MOLD,CABLE TO BUS/LUG,HOR | 276.78 | EA | 0
534053PDI13 | Canada | CAD | FLEXIBAR,ADV,10X80X1,PDI | 1146.41 | EA | 0
B295X51Z68 | Canada | CAD | LABEL,ADHESIVE,TYPE 2 | 111.84 | EA | 0
519734 | Canada | CAD | BRAID,FLAT,SS,1600MM | 22.89 | EA | 0
PTC2C2G | Canada | CAD | MOLD,CABLE, HORZ THRU PAR | 276.78 | EA | 0
549700 | Canada | CAD | BUSBAR,10 MM,PLAIN,2M PCB | 585.78 | EA | 0
XLB960A4 | Canada | CAD | FILTER,EXOLON,FIBERFRAX 4 | 3.17 | EA | 0
EL43TSASA2400 | Canada | CAD | COUPLER,LENTON,SASA,DBL | 229.43 | EA | 0
534400 | Canada | CAD | IBSB ADV 25-230-6 | 11.38 | EA | 0
EL20A2D6 | Canada | CAD | COUPLER,LENTON,#6 TERMINA | 51.71 | EA | 0
504971 | Canada | CAD | SUPPORT,BUSBAR,PROFILE, | 278.89 | EA | 0
BAKJNM | Canada | CAD | MOLD,BUS BAR,HORZ SPLICE | 1015.53 | EA | 0
SBTBT6D | Canada | CAD | WELDER,BOND,3/16 9 3/4 LO | 490.92 | EA | 0
GTC31W3 | Canada | CAD | MOLD,CABLE TO GRD ROD,VER | 276.78 | EA | 0
LK507 | Canada | CAD | CAP,INTERLOK PLASTIC,#6/# | 0.41 | EA | 0
VBC1KV3C | Canada | CAD | MOLD,CABLE TO VERT STL,VE | 276.78 | EA | 0
TL9 | Canada | CAD | LUG,TERM,W/SCREW COLLAR | 10.57 | EA | 0
HDPTC2V2Q | Canada | CAD | MOLD,CABLE, HORZ THRU PAR | 276.78 | EA | 0
534031PMR02 | Canada | CAD | FLEXIBAR,ADV,3X40X1,PMR | 105.34 | EA | 0
MS/GASD | Canada | CAD | QUICK SALE | 5.36 | EA | 0
LPC207LST | Canada | CAD | POINT,CU,BLUNT,3/8IN X 36 | 114.37 | EA | 0
EL20S4M16MG | Canada | CAD | COUPLER, LENTON,TYPE S4 | 92.63 | EA | 0
534033PMR04 | Canada | CAD | FLEXIBAR,ADV,5X40X1, PMR | 128.44 | EA | 0
FLXPABB0016 | Canada | CAD | FLEXIBAR,ADV,12X100X1,ABB | 1340.058 | EA | 0
PLUSIB7.5 | Canada | CAD | IGNITOR,BRACKET,7.5LG,REB | 10.65 | EA | 0
549501 | Canada | CAD | KIT,SUPPORT,BUSBAR,CABS | 49.35 | EA | 0
EGBA38412BB | Canada | CAD | BAR,GRD BUS,3/8X4X12 BB, | 210.6 | EA | 0
PB10SS3B3S | Canada | CAD | MOLD,CABLE,HORZ SPLICE | 271.52 | EA | 0
SBA220 | Canada | CAD | CLIP,RAIL,3 3/4 DIA CABLE | 14.12 | EA | 0
LPA141500 | Canada | CAD | WIRE,AL,SOLD SOFT,#4 AWG, | 1.37 | FT | 0
GTC169B | Canada | CAD | MOLD,CABLE TO GRD ROD,VER | 276.78 | EA | 0
EGGBA14412QQ0A | Canada | CAD | BUSBAR,GROUND,ASSEMBLY | 66.96 | EA | 0
SBTBCU412CWPW2 | Canada | CAD | BOND KIT,BOOTLG,3/16 X 1" | 21.62 | EA | 0
CWP1JA | Canada | CAD | CLAMP,WATER PIPE,BRZ,FOR | 21.14 | EA | 0
RRA561E | Canada | CAD | MOLD,CABLE TO REBAR,HORZ | 168.64 | EA | 0
LPC208 | Canada | CAD | POINT,CU,3/8IN X 48IN | 177.67 | EA | 0
LQJEH2Q | Canada | CAD | MOLD,CABLE TO BUS/LUG,VER | 1147.17 | EA | 0
GRCDBGY4 | Canada | CAD | MOLD,CABLE TO GRD ROD,VER | 276.78 | EA | 0
RBT79101H | Canada | CAD | SPLICE,KIT,#7/#9 CADWELD | 226.4 | EA | 0
561560 | Canada | CAD | METAL SPACER M4 X 10 | 0.6 | EA | 0
GRP181LM | Canada | CAD | MOLD,CABLE TO GRD ROD,VER | 205.88 | EA | 0
EL16CFFPW | Canada | CAD | LENTON,FORM SAVER,PLASTIC | 3.81 | EA | 0
CAHCA1LA | Canada | CAD | MOLD,CABLE TO HORZ STL, | 168.64 | EA | 0
XLLAP1HAA | Canada | CAD | MOLD,CABLE TO BUS/LUG,HOR | 357.02 | EA | 0
SBS11C | Canada | CAD | SLEEVE,BOND,FIELD MADE | 0.83 | EA | 0
GR1182C | Canada | CAD | ONE-SHOT,CABLE TO GRD ROD | 31.37 | EA | 0
PTC2Q8D | Canada | CAD | MOLD,CABLE, HORZ THRU PAR | 276.78 | EA | 0
EGBA18212NN | Canada | CAD | BAR,ASSY,GRD BUS,1/8 X 2 | 101.7 | EA | 0
GTD183DHQ | Canada | CAD | MOLD,CABLE TO GRD ROD,VER | 586.79 | EA | 0
120977 | Canada | CAD | FRAME ASSY,DETAIL,304 SS, | 5622.07 | EA | 0
HDPTD2V2Q | Canada | CAD | MOLD,CABLE,HORZ THRU PARA | 586.79 | EA | 0
534034GE16 | Canada | CAD | FLEXIBAR,ADV,6X40X1MM,GE, | 274.11 | EA | 0
GTC372Q | Canada | CAD | MOLD,CABLE TO GRD ROD,VER | 276.78 | EA | 0
RCE531L | Canada | CAD | MOLD,CABLE TO REBAR,VERT | 775.14 | EA | 0
GTC333D | Canada | CAD | MOLD,CABLE TO GRD ROD,VER | 276.78 | EA | 0
RPSCW4STP3X | Canada | CAD | WALKWAY 4 STEPS ONE SIDE | 15271.67 | EA | 0
DEBIG4M | Canada | CAD | CABLE,GUYING,4MM DEBIGLAS | 5.93 | EA | 0
613415 | Canada | CAD | ROD,GRD,3/4X15,CU BONDED | 160.75 | EA | 0
FLXPLAM0062 | Canada | CAD | FLEXIBAR,ADV,2X15.5X0.8MM | 228.18 | EA | 0
548610 | Canada | CAD | INSULATOR,BUSBAR,ISO TP | 7.94 | EA | 0
HSC9G | Canada | CAD | MOLD,CABLE TO HORZ STL, | 276.78 | EA | 0
HY15LMPKG56 | Canada | CAD | GROUT,PREMIUM,INTERLOK, | 95.56 | EA | 0
DT255030R | Canada | CAD | TYPE 2, 550V, 3 0 | 296 | EA | 0
GTC372V | Canada | CAD | MOLD,CABLE TO GRD ROD, | 276.78 | EA | 0
RBT8101B | Canada | CAD | MATERIAL,FILLER,#8 T-SERI | 42.53 | EA | 0
DQC2Q001 | Canada | CAD | MOLD,CABLE TO GRD ROD,HOR | 276.78 | EA | 0
HSC8K | Canada | CAD | MOLD,CABLE TO HORZ STL,HO | 276.78 | EA | 0
GSC161G | Canada | CAD | MOLD,CABLE TO GRD ROD, | 276.78 | EA | 0
PTC9F2S | Canada | CAD | MOLD,CABLE, HORZ THRU PAR | 276.78 | EA | 0
SI25I | Canada | CAD | INTERCEPTOR, ESE, DELTA 2 | 5183.27 | EA | 0
LAC1HEE | Canada | CAD | MOLD,CABLE TO BUS/LUG,HOR | 276.78 | EA | 0
LPC208ST | Canada | CAD | POINT,CU,BLUNT,3/8IN X | 193.78 | EA | 0
S1V34M | Canada | CAD | MOLD,HV CABLE SPLICE,HORZ | 260.55 | EA | 0
PBW2SLH | Canada | CAD | MOLD,RAIL,CABLE HORZ TO W | 88.24 | EA | 0
554344 | Canada | CAD | BRAID,EARTH,SS,50MM2,CPI | 28.98 | EA | 0
GCGLUE | Canada | CAD | ADHESIVE,RAIL CLIP | 106.41 | EA | 0
S1V30 | Canada | CAD | MOLD,HV CABLE SPLICE,HORZ | 661.23 | EA | 0
PTC9K2Q | Canada | CAD | MOLD,CABLE,HORZ THRU PARA | 276.78 | EA | 0
VSC1YV3C | Canada | CAD | MOLD,CABLE TO VERT STL,45 | 276.78 | EA | 0
DT27511R | Canada | CAD | TYPE 2, 75V, 1 1 | 311.51 | EA | 0
GYR18Y3 | Canada | CAD | MOLD,CABLE TO GRD ROD,VER | 376.08 | EA | 0
SBTBT6C | Canada | CAD | WELDER,BOND,3/16 7 1/2 LO | 490.92 | EA | 0
551080 | Canada | CAD | BUSBAR,SUPPORT,UBS,10MM | 283.62 | EA | 0
RHC53Y5 | Canada | CAD | MOLD,CABLE TO REBAR,HORZ | 276.78 | EA | 0
FLXPLAM0003 | Canada | CAD | FLEXIBAR,ADV,2X15.5X0.8MM | 608.61 | EA | 0
PT2T | Canada | CAD | WIRE,CU,#2 SOLID,TINNED | 19.16 | EA | 0
EL43T32A12 | Canada | CAD | COUPLER,LENTON,TRANSITION | 113.3 | EA | 0
LPC2955F5M | Canada | CAD | ADAPTER,CU,COUPL.,5/8IN | 25.87 | EA | 0
615840UPC | Canada | CAD | GROUND ROD,CU CLAD,POINTE | 29.06 | EA | 0
B320 | Canada | CAD | CLAMP,SURFACE,HORZ | 32.93 | EA | 0
T307 | Canada | CAD | CASE,DEMO,KIT | 928.76 | EA | 0
CAVHT1G | Canada | CAD | MOLD,CABLE TO VERT CAST I | 269.61 | EA | 0
B30112D | Canada | CAD | MOLD, COVER, GRAPHITE | 32.16 | EA | 0
GTC331H | Canada | CAD | MOLD,CABLE TO GRD ROD,VER | 276.78 | EA | 0
GYR161G | Canada | CAD | MOLD,CABLE TO GRD ROD,VER | 376.08 | EA | 0
GPECNBH012 | Canada | CAD | ELECTRODE,GRD PLATE,1/16 | 86.75 | EA | 0
GTC152L | Canada | CAD | MOLD,CABLE TO GRD ROD,VER | 276.78 | EA | 0
HAAW3 | Canada | CAD | MOLD,CABLE TO HORZ STL, | 168.64 | EA | 0
ERICORE052U | Canada | CAD | DOWNCONDUCTOR,LIGHTNING, | 8868.35 | EA | 0
EL57T36A12ES | Canada | CAD | COUPLER,LENTON,A12,#18-11 | 260.89 | EA | 0
HAA1H7C | Canada | CAD | MOLD,CABLE TO HORZ STL,HO | 168.64 | EA | 0
EL32A2SSN | Canada | CAD | COUPLER,LENTON STANDARD, | 225.23 | EA | 0
EGBA12624CC | Canada | CAD | BAR,ASSY,GRD BUS,1/2 X 6 | 670.8 | EA | 0
CGDEH | Canada | CAD | MOLD,BUS TO HORZ STL,TAP | 586.79 | EA | 0
554060 | Canada | CAD | SILICONE SLEEVE SBS 20 | 13.23 | EA | 0
LPLC48034SH | Canada | CAD | FASTENER,LEAD,COVERED, | 126.83 | EA | 0
PB45PLUSF80 | Canada | CAD | CADWELD PLUS,#45,F80 | 9.74 | EA | 0
CSP1F600 | Canada | CAD | COAXIAL SURGE PROTECTOR, | 169.73 | EA | 0
EL22C3SWN | Canada | CAD | COUPLER,LENTON,SPECIAL, | 72.34 | EA | 0
EL32S5BQ | Canada | CAD | COUPLER,LENTON,STRAIGHT, | 86.43 | EA | 0
GFC027 | Canada | CAD | MOLD,CABLE TO GRD ROD, | 276.78 | EA | 0
ER1SSLUG | Canada | CAD | LUG,STEEL,STAINLESS | 5.86 | EA | 0
SP58B916 | Canada | CAD | CLAMP,GRNDING,1/2 TO 5/8 | 6.25 | EA | 0
KITCDMV01 | Canada | CAD | KIT,CADWELD,MULTI VERTICA | 1643.27 | EA | 0
XBC9A9A | Canada | CAD | MOLD,CABLE,HORZ X LAPPED | 276.78 | EA | 0
556700 | Canada | CAD | BRAID,PREFAB,250X23X1.5MM | 9.59 | EA | 0
HSP10K12 | Canada | CAD | PROTECTOR,LINE,HIGH SPEED | 461.6 | EA | 0
534045AME03 | Canada | CAD | FLEXIBAR,ADV,5X63X1,AME | 130.42 | EA | 0
SBGR1161L | Canada | CAD | ONE-SHOT,CABLE TO GRD ROD | 24.51 | EA | 0
815780UPC | Canada | CAD | GROUND ROD,POINTED,GALV,5 | 31.85 | EA | 0
B32130 | Canada | CAD | IGNITOR,FLINT,EXTENSION | 326.89 | EA | 0
RBT11101SP001 | Canada | CAD | SLEEVE,CADWELD,SPECIAL | 1611.44 | EA | 0
ERICORE235U | Canada | CAD | DOWNCONDUCTOR,LIGHTNING | 9999.99 | EA | 0
GRC163A | Canada | CAD | MOLD,CABLE TO GRD ROD,VER | 276.78 | EA | 0
PTC3A3A | Canada | CAD | MOLD,CABLE, HORZ THRU PAR | 276.78 | EA | 0
EPD120/240TDFL | Canada | CAD | ERICO PROTECTION DEVICE, | 654.62 | EA | 0
TACY6Y6 | Canada | CAD | MOLD,CABLE,HORZ TEE | 276.78 | EA | 0
ML6G | Canada | CAD | COUPLER,QUICK-WEDGE,#6,GA | 48.68 | EA | 0
B102EH001BLK | Canada | CAD | LUG,CU,1/4 X 2 W/2-9/16 H | 172.55 | EA | 0
A12818A2 | Canada | CAD | ROD,SAMPLE,3 IN LONG,CU | 5.72 | EA | 0
EL22D14 | Canada | CAD | ANCHOR,LENTON,TERMINATOR, | 36.5 | EA | 0
ECRH081T4UB | Canada | CAD | GROUND ROD,ASSY,KIT.8 FT, | 2171.04 | EA | 0
RJE552Q | Canada | CAD | MOLD,CABLE TO REBAR,VERT | 775.14 | EA | 0
SBB200A | Canada | CAD | MOLD,WEB SIGNAL BOND,3/16 | 178.39 | EA | 0
RBD3Q3Q | Canada | CAD | MOLD,GRD ROD,TO RECEPTACL | 586.79 | EA | 0
554345AC01 | Canada | CAD | BRAID,SS,CPI,50MM2,250MM, | 35.98 | EA | 0
EGBA14210NN | Canada | CAD | BAR,GRD BUS,1/4 X 2 X 10 | 114.4 | EA | 0
PTCY6W3 | Canada | CAD | MOLD,CABLE, HORZ THRU PAR | 276.78 | EA | 0
XBQ2G2G | Canada | CAD | MOLD,CABLE,HORZ X LAPPED, | 528.45 | EA | 0
SBD51 | Canada | CAD | DIE,HAMMER | 107.22 | EA | 0
VVF2QHQ | Canada | CAD | MOLD,CABLE TO VERT STL,VE | 659.46 | EA | 0
GRC183X | Canada | CAD | MOLD,CABLE TO GRD ROD,VER | 276.78 | EA | 0
B102EG | Canada | CAD | LUG,CU,1/4 X 1 1/2 W/2-9/ | 45.8 | EA | 0
RBT111011HA | Canada | CAD | SLEEVE,CADWELD,#11 -1 T | 162.14 | EA | 0
EL20SA | Canada | CAD | COUPLER,LENTON,SA,#6 | 22.19 | EA | 0
568712 | Canada | CAD | EARTHBAR EB6AL | 2.34 | EA | 0
CAHAA1YC | Canada | CAD | MOLD,CABLE TO HORZ STL,HO | 168.64 | EA | 0
S1V43M | Canada | CAD | MOLD,HV CABLE SPLICE,HORZ | 280.63 | EA | 0
XBM2Q2QHQM | Canada | CAD | MOLD,CABLE,HORZ X LAPPED | 574.44 | EA | 0
PBW32W9WSCWP | Canada | CAD | BOND KIT,RAIL WEB,STB END | 57.55 | EA | 0
M2376X | Canada | CAD | FRAME,ASSY,J PRICE 3PC | 264.37 | EA | 0
RBF270 | Canada | CAD | MATERIAL,FILLER,REBAR FER | 137.03 | EA | 0
LPC501 | Canada | CAD | SPLICE,CU,STAMPED,CABLE, | 7.12 | EA | 0
HDVBC2G | Canada | CAD | MOLD,CABLE TO VERT STL,VE | 276.78 | EA | 0
VBC9F | Canada | CAD | MOLD,CABLE TO VERT STL, | 276.78 | EA | 0
PHR1T1T | Canada | CAD | MOLD,CABLE, VERT THRU PAR | 376.08 | EA | 0
EHL58C1V1V | Canada | CAD | HAMMERLOCK, 2 HOLE, CU, | 30.95 | EA | 0
POOLMESH250 | Canada | CAD | MESH,GRD,2 FT X 50 FT, | 676.75 | EA | 0
EL43T36A2 | Canada | CAD | COUPLER,LENTON STANDARD,# | 100.13 | EA | 0
LPC582L | Canada | CAD | BASE,TERMINAL,MOUNT,PIPE | 159.26 | EA | 0
EGBA14240EET | Canada | CAD | BAR,GRD BUS,1/4X2X40 IN | 503.1 | EA | 0
RBW708 | Canada | CAD | FRAME,VARIABLE ANGLED,SID | 420.38 | EA | 0
CAGTN182G | Canada | CAD | MOLD,CABLE TO GRD ROD,VER | 339.33 | EA | 0
534042MJP01 | Canada | CAD | FLEXIBAR,ADV,10X50X1,MJP | 590.42 | EA | 0
EGBA12824NN | Canada | CAD | BAR,GRD BUS,1/2 X 8 X 24 | 826.8 | EA | 0
GTC312V | Canada | CAD | MOLD,CABLE TO GRD ROD,VER | 276.78 | EA | 0
HDTAD3Q3Q | Canada | CAD | MOLD,CABLE,HORZ TEE | 586.79 | EA | 0
PB10SS2S2Q | Canada | CAD | MOLD,CABLE,HORZ SPLICE | 271.52 | EA | 0
SBTBS3330B | Canada | CAD | BOND,SWITCH,3/16 BARE 30 | 16.63 | EA | 0
GRT14C1G | Canada | CAD | MOLD,CABLE TO GRD ROD, | 269.61 | EA | 0
PQCF320240VD | Canada | CAD | SES320F240D | 6966.66 | EA | 0
FLXPABB0059 | Canada | CAD | FLEXIBAR,ADV,10X32X1,ABB | 231.11 | EA | 0
LJC2G008 | Canada | CAD | MOLD,CABLE TO BUS/LUG,HOR | 276.78 | EA | 0
EGBA14428CC | Canada | CAD | BAR,GRD BUS,1/4 X 4 X 28 | 423.8 | EA | 0
SBTBCU4CB | Canada | CAD | BOND,BOOTLEG,3/16,WITH CO | 12.96 | EA | 0
CAHBA1G12M | Canada | CAD | MOLD,CABLE TO HORZ CAST I | 103.71 | EA | 0
A239HC2SX2QYL01 | Canada | CAD | CLAMP,ASSY,FENCE&GATE,4/0 | 576.94 | EA | 0
DT115030R | Canada | CAD | TYPE 1, 150V, 3 0 | 692.67 | EA | 0
HCAW6M | Canada | CAD | MOLD,CABLE TO HORZ STL,HO | 119.87 | EA | 0
TACA8A8 | Canada | CAD | MOLD,CABLE,HORZ TE | 276.78 | EA | 0
SBGT1161L | Canada | CAD | ONE-SHOT,CABLE TO GRD ROD | 21.93 | EA | 0
LPA34358 | Canada | CAD | BASE,AL,STRAP,OFFSET, | 58.57 | EA | 0
SBS5838F | Canada | CAD | MOLD,WELDER,T6 & T7 W/MTG | 245.01 | EA | 0
LECY4EAL | Canada | CAD | MOLD,CABLE TO BUS/LUG,HOR | 276.78 | EA | 0
A239FC2S242Q4RH | Canada | CAD | CLAMP,FENCE,4/0 FLEX,4/0 | 615.03 | EA | 0
534053RW09 | Canada | CAD | FLEXIBAR,ADV,10X80X1,RW | 429.65 | EA | 0
S429F5A24 | Canada | CAD | SLEEVE,CU,FLARED,1000 RLA | 11.13 | EA | 0
534019LAM01 | Canada | CAD | FLEXIBAR,ADV,5X24X1, LAM | 339.63 | EA | 0
GTC33SE | Canada | CAD | MOLD,CABLE TO GRD ROD,VER | 276.78 | EA | 0
LPC34558 | Canada | CAD | BASE,CU,CAST,RIDGE, | 88 | EA | 0
LPC247LST | Canada | CAD | POINT,CU,BLUNT,5/8IN X 36 | 205.75 | EA | 0
VSC2JV1.25HQ | Canada | CAD | MOLD,CABLE TO VERT STL,45 | 276.78 | EA | 0
LK310A | Canada | CAD | GROMMET,RUBBER,#10 FORM M | 29.55 | EA | 0
CCJ70CA | Canada | CAD | CLAMP,TEST,CLAMP | 75.39 | EA | 0
IP900C | Canada | CAD | INSPECTION PIT,CONCRETE, | 96.37 | EA | 0
PB10HS2Q | Canada | CAD | MOLD,CABLE TO HORZ STL,HO | 271.52 | EA | 0
ERICORE122T | Canada | CAD | DOWNCONDUCTOR,LIGHTNING, | 21791.19 | EA | 0
ELBEG36AHTCA | Canada | CAD | LENTON,BAR END GAGE,36MM, | 409.51 | EA | 0
EL12CPPSW | Canada | CAD | LENTON,PLUG,PLASTIC,STEEL | 6.3 | EA | 0
WTBREC40XLET1 | Canada | CAD | RECEPTOR,TIP, | 127.75 | EA | 0
LPC482LG | Canada | CAD | FASTENER,CU,BARE 2-BOLT | 82.23 | EA | 0
LPC137L250 | Canada | CAD | CABLE,CU,CONCENTRIC,37STR | 29.59 | EA | 0
715127 | Canada | CAD | LUG,CABLE,PKS 240/12-H | 53.91 | EA | 0
569020 | Canada | CAD | BLOCK,SINGLE POLE,DISTRIB | 20.25 | EA | 0
WT2SS45 | Canada | CAD | RECEPTOR, SOCKET, 45MM | 29.61 | EA | 0
EGBA14213NN | Canada | CAD | BAR,GRD BUS,1/4 X 2 X 13, | 141.7 | EA | 0
614400 | Canada | CAD | ROD,GRD,1X10,CU BONDED | 439.71 | EA | 0
GRC332Q | Canada | CAD | MOLD,CABLE TO GRD ROD,VER | 276.78 | EA | 0
EGBA14112EE | Canada | CAD | BAR ASSY,GRD BUS,1/4X1X12 | 101.4 | EA | 0
FLXPIR0005 | Canada | CAD | FLEXIBAR,ADV,3X20X1MM,IR, | 159.68 | EA | 0
TAC2L2C | Canada | CAD | MOLD,CABLE,HORZ TEE | 276.78 | EA | 0
534045APG03 | Canada | CAD | FLEXIBAR,ADV,5X63X1MM,APG | 1024.6 | EA | 0
A927N004 | Canada | CAD | WING,BOLT,1/4-20X4,ZINC P | 0.31 | EA | 0
LPC481LGP | Canada | CAD | BASE,TERMINAL,AIR,CAST | 15.09 | EA | 0
PBW32W9WS | Canada | CAD | BOND KIT,WEB,STUB END W/S | 41.13 | EA | 0
SSCT3 | Canada | CAD | MOLD,CABLE,HORZ SPLICE | 276.78 | EA | 0
LPA66524 | Canada | CAD | CONNECTION,THRU,ROOF,24IN | 260.27 | EA | 0
HSC3Q | Canada | CAD | MOLD,CABLE TO HORZ STL,HO | 276.78 | EA | 0
GTC183A | Canada | CAD | MOLD,CABLE TO GRD ROD,VER | 276.78 | EA | 0
505613 | Canada | CAD | BUSBAR,SPECIAL,1/8X1X4-1/ | 31.1 | EA | 0
GLCEGS6S6 | Canada | CAD | MOLD,CABLE TO LUG,HORZ SP | 276.78 | EA | 0
505616SP | Canada | CAD | BUSBAR,SPECIAL,3/8X15.125 | 1968.12 | EA | 0
GTC163X | Canada | CAD | MOLD,CABLE TO GRD ROD,VER | 276.78 | EA | 0
CWP1JUC | Canada | CAD | CLAMP,WATER PIPE,BRZ 1/2- | 7.68 | EA | 0
EL57T36P14L | Canada | CAD | COUPLER,LENTON,POSITION, | 326.2 | EA | 0
534034ARZ26 | Canada | CAD | FLEXIBAR,ADV,6X40X1MM,ARZ | 312.94 | EA | 0
LPC302L12V | Canada | CAD | BASE,CABLE,AND AIR TERMIN | 92.92 | EA | 0
SSC3Q1T | Canada | CAD | MOLD,CABLE,HORZ SPLICE | 276.78 | EA | 0
B548A56 | Canada | CAD | KIT,MOUNTING,3/4X1-2W BAR | 23.09 | EA | 0
LPS425 | Canada | CAD | POINT,SS,INDUSTRIAL STACK | 312.2 | EA | 0
VSP1K | Canada | CAD | MOLD,CABLE TO VERT STL,45 | 304.14 | EA | 0
ML12MMG | Canada | CAD | COUPLER,QUICK-WEDGE,12MM | 38.98 | EA | 0
EL50TA2 | Canada | CAD | COUPLER,LENTON,A2,50MM | 118.05 | EA | 0
PBCY4001RHM | Canada | CAD | MOLD,BOND,70MM2 CONC | 199.84 | EA | 0
XLVBC2V | Canada | CAD | MOLD,CABLE TO VERT STL, | 929.6 | EA | 0
EGBA142144EE | Canada | CAD | BAR ASSY,GRDBUS,1/4X2X144 | 1380.6 | EA | 0
CASSP2C | Canada | CAD | MOLD,CABLE,HORZ SPLICE | 304.14 | EA | 0
556760 | Canada | CAD | BRAID,PREFAB,300X23X2MM, | 12.35 | EA | 0
NDF183Q | Canada | CAD | MOLD,CABLE TO GRD ROD,HOR | 659.46 | EA | 0
PQC320480VD | Canada | CAD | SES320B480D | 6567.9 | EA | 0
PTC2Q2Q | Canada | CAD | MOLD,CABLE,HORZ THRU PARA | 276.78 | EA | 0
EL28P24L | Canada | CAD | COUPLER,POSITION,P24L | 142.45 | EA | 0
B861C1 | Canada | CAD | SCREW,TEE HANDLE,SHUNT | 10.3 | EA | 0
ERICORE050T | Canada | CAD | DOWNCONDUCTOR,LIGHTNING, | 9869.52 | EA | 0
LACY5FAK | Canada | CAD | MOLD,CABLE TO BUS/LUG,HOR | 276.78 | EA | 0
RHH572G | Canada | CAD | MOLD,CABLE TO REBAR,HORZ | 484.97 | EA | 0
VVR2QW | Canada | CAD | MOLD,CABLE TO VERT STL,VE | 402.29 | EA | 0
VFCSF | Canada | CAD | MOLD,CABLE TO VERT STL,VE | 276.78 | EA | 0
A12816A7 | Canada | CAD | ROD,SAMPLE,12 IN LONG,5/8 | 13.31 | EA | 0
RBWS2620RHF | Canada | CAD | BASIN,POURING,#11 SPECIAL | 839.38 | EA | 0
XLPTC2Q2C | Canada | CAD | MOLD,CABLE,HORZ THRU PARA | 328.55 | EA | 0
ISONVBASE19 | Canada | CAD | ISONV, BASE, FOAM, | 24.34 | EA | 0
715395 | Canada | CAD | TOOLSET FOR SBM-E / SBM-V | 203.87 | EA | 0
EGBA14215EET | Canada | CAD | BAR ASSY,GRD BUS,1/4X2X15 | 198.9 | EA | 0
VSC2CW | Canada | CAD | MOLD,CABLE TO VERT STL,45 | 302.99 | EA | 0
ECB146120 | Canada | CAD | BUSBAR,GRD,CU,1/4X6X120IN | 996.57 | EA | 0
CAS05F | Canada | CAD | SLEEVE,CU,.391 ID X .453 | 2.17 | EA | 0
DT215030R | Canada | CAD | TYPE 2, 150V, 3 0 | 300.14 | EA | 0
534503 | Canada | CAD | IBS ADV 25-530-8-10 | 20.36 | EA | 0
HDGLCDE2QW | Canada | CAD | MOLD,CABLE TO LUG,HORZ SP | 302.99 | EA | 0
TACT3Y1 | Canada | CAD | MOLD,CABLE,HORZ TEE | 276.78 | EA | 0
B140L | Canada | CAD | SHIM,CU,.013 X 1 1/2 IN X | 5.37 | EA | 0
585296ADV | Canada | CAD | KIT,FLEXIBAR,ADV,3X40X1MM | 656.25 | EA | 0
EL22D6SA1200 | Canada | CAD | COUPLER,LENTON,SA HEAD, | 144.58 | EA | 0
E21000OL | Canada | CAD | DOWNCONDUCTOR,CABLE,ERICO | 9999.99 | EA | 0
LC32S2D | Canada | CAD | SLEEVE,S2 SERIES,32MM, | 208.55 | EA | 0
SBS24883CWPW2 | Canada | CAD | BOND,JONT HEAD,3/16X7-1/2 | 22.7 | EA | 0
505637 | Canada | CAD | BUSBAR,CU,SPECIAL,GEXPR0 | 231.27 | EA | 0
TDS1301T240 | Canada | CAD | DIVERTER,TD,240V,30KA | 214.5 | EA | 0
EGBA12436MM | Canada | CAD | BUSBAR,GRD,CU,1/2X4X36,MM | 865.8 | EA | 0
EL1612A12 | Canada | CAD | COUPLER,LENTON,A12,#5-#4 | 46.76 | EA | 0
559687 | Canada | CAD | INS,2-1/4,3/8-16 X 5/8 | 5.02 | EA | 0
534019LAM03 | Canada | CAD | FLEXIBAR,ADV,5X24X1, LAM | 251.13 | EA | 0
716900 | Canada | CAD | TOOL,CRIMPING,M2-M, | 2342.12 | EA | 0
PQC320277480V | Canada | CAD | SES320B480Y | 6333.31 | EA | 0
SSC2QY7 | Canada | CAD | MOLD,CABLE,HORZ SPLICE | 276.78 | EA | 0
534010ABB01 | Canada | CAD | FLEXIBAR,ADV,2X20X1MM,ABB | 35.59 | EA | 0
LAC2GEE | Canada | CAD | MOLD,CABLE TO BUS/LUG,HOR | 276.78 | EA | 0
B548A74 | Canada | CAD | MOUNTING,KIT,1/4-3/8X1-2W | 13.3 | EA | 0
PB50SS4N | Canada | CAD | MOLD,CABLE,HORZ SPLICE | 423.66 | EA | 0
SBM275E1D | Canada | CAD | ROUND,CROSS,BAR 10MM DIA | 3 | EA | 0
FLXPHDQ0004 | Canada | CAD | FLEXIBAR,ADV,10X80X1,HDQ, | 439.02 | EA | 0
560850 | Canada | CAD | CAP CAPB6 | 1.55 | EA | 0
FDS22C | Canada | CAD | DIVERTER,TD,150V,30KA | 239.17 | EA | 0
SBA2367J | Canada | CAD | SLEEVE,COUPLER,COMP | 187.41 | EA | 0
TACY6W1 | Canada | CAD | MOLD,CABLE HORZ TEE | 276.78 | EA | 0
GRC159A | Canada | CAD | MOLD,CABLE TO GRD ROD,VER | 276.78 | EA | 0
CAGTP151V | Canada | CAD | MOLD,CABLE TO GRD ROD, | 304.14 | EA | 0
B3390 | Canada | CAD | NUT,FLANGE,SPECIAL,M8- 1. | 17.82 | EA | 0
A109E | Canada | CAD | CABLE,SAMPLE,3 IN LONG,#2 | 6.53 | EA | 0
NCR142Q | Canada | CAD | MOLD,CABLE TO GRD ROD,HOR | 376.08 | EA | 0
RCE562C | Canada | CAD | MOLD,CABLE TO REBAR,VERT | 775.14 | EA | 0
505685 | Canada | CAD | BUSBAR,SPECIAL,3/8X4,640X | 1133.85 | EA | 0
FLXPABB0091 | Canada | CAD | FLEXIBAR,ADV,8X63X1MM,ABB | 313.072 | EA | 0
EPKJN | Canada | CAD | MOLD,BUS BAR,VERT ELL TAP | 1255.97 | EA | 0
PB20RH522Q | Canada | CAD | MOLD,CABLE TO REBAR,HORZ | 199.84 | EA | 0
PQDS3100S277 | Canada | CAD | PQDS-4-1P-277V, | 1697.24 | EA | 0
YRC1T1TRH | Canada | CAD | MOLD,CABLE,HORZ Y 45 DEG | 276.78 | EA | 0
VSC3QV5 | Canada | CAD | MOLD,CABLE TO VERT STL,45 | 276.78 | EA | 0
POOLMESH350 | Canada | CAD | MESH,GRD,3 FT X 50 FT, | 801.71 | EA | 0
RPSCW9STPW2 | Canada | CAD | WALKWAY,9 STEPS | 15271.67 | EA | 0
B165RS | Canada | CAD | RECEPTACLE,GRD,ASSY,W/ RE | 112.42 | EA | 0
534052NEX04 | Canada | CAD | FLEXIBAR,ADV,8X80X1,NEX | 849.93 | EA | 0
LPC345L58 | Canada | CAD | BASE,CU,CAST,RIDGE, | 109.3 | EA | 0
IDSR5 | Canada | CAD | CLIP,SUPPORT,15/16 GRID 5 | 1484.53 | EA | 0
HDSSD9K | Canada | CAD | MOLD,CABLE,HORZ SPLICE | 586.79 | EA | 0
RBWS22777 | Canada | CAD | CRUCIBLE,GRAPHITE,7 IN | 900.56 | EA | 0
LXC1G001 | Canada | CAD | MOLD,CABLE TO BUS/LUG,HOR | 276.78 | EA | 0
LPC30458 | Canada | CAD | PLATE,STAMPED,AIR TERMINA | 52.77 | EA | 0
LPC664BI | Canada | CAD | CONNECTION,THRU,ROOF,BI C | 132.69 | EA | 0
RJE592Q | Canada | CAD | MOLD,CABLE TO REBAR,VERT | 775.14 | EA | 0
534014IR01 | Canada | CAD | FLEXIBAR,ADV,6X20X1MM,IR, | 345.88 | EA | 0
HVR12CUV6HQ | Canada | CAD | MOLD,STUD TO VERT STL, | 376.08 | EA | 0
LPC619A | Canada | CAD | CONNECTOR,CU,UNIVERSAL | 97.12 | EA | 0
HTC8D | Canada | CAD | MOLD,CABLE TO HORZ STL,HO | 276.78 | EA | 0
RBWS2401G | Canada | CAD | BASIN,POURING,#12 VARIABL | 448.46 | EA | 0
VBC2GV4 | Canada | CAD | MOLD,CABLE TO VERT STL,VE | 276.78 | EA | 0
CAVST1VC | Canada | CAD | MOLD,CABLE TO VERT STL,45 | 269.61 | EA | 0
LPA330 | Canada | CAD | BASE,TERMINAL,MOUNT,PIPE | 52.69 | EA | 0
PQDS1100B480 | Canada | CAD | PQDS-2-2P-480V, | 1719.08 | EA | 0
EGBA14412MM | Canada | CAD | BAR ASSY,GRD BUS,1/4X4X12 | 195 | EA | 0
SBB223 | Canada | CAD | SHAFT,FLEXIBLE 6 FT RAIL | 1490.92 | EA | 0
554397B | Canada | CAD | BRAID,SS,LUG,70MM2,BULK | 95.17 | EA | 0
EL43T36P8ES | Canada | CAD | COUPLER,LENTON,POS,TRANS, | 323.08 | EA | 0
SES160B120V | Canada | CAD | SES, 160KA, BASIC, 120V | 422.27 | EA | 0
190880 | Canada | CAD | RAILCLIP EM912SN2SH RUB | 9.02 | EA | 0
ERICORE115T | Canada | CAD | DOWNCONDUCTOR,LIGHTNING, | 20632.11 | EA | 0
TLR2Q2Q | Canada | CAD | MOLD,CABLE,VERT TEE VERT | 376.08 | EA | 0
GYR182V | Canada | CAD | MOLD,CABLE TO GRD ROD,VER | 376.08 | EA | 0
B802D01A48 | Canada | CAD | PLATE,ASSY,GRD,RISER,LOW | 18.28 | EA | 0
TAC3Q3D | Canada | CAD | MOLD,CABLE,HORZ TEE | 276.78 | EA | 0
GYE182F | Canada | CAD | MOLD,CABLE TO GRD ROD,VER | 775.14 | EA | 0
RBB14101B | Canada | CAD | MATERIAL,FILLER,GROUP | 98.84 | EA | 0
XACY6Y1 | Canada | CAD | MOLD,CABLE,HORZ X SAME PL | 276.78 | EA | 0
HAA1V7C | Canada | CAD | MOLD,CABLE TO HORZ STL,HO | 168.64 | EA | 0
CAHBA1H6 | Canada | CAD | MOLD,CABLE TO HORZ CAST I | 168.64 | EA | 0
555174 | Canada | CAD | BRAID,CU,TINNED,CUSTOM, | 115.65 | EA | 0
FLXPABB0096 | Canada | CAD | FLEXIBAR,ADV,6X80X1MM,ABB | 283.797 | EA | 0
PBWY7RH | Canada | CAD | MOLD,CABLE HORZ TO RAIL | 185.43 | EA | 0
GYE221V | Canada | CAD | MOLD,CABLE TO GRD ROD,VER | 775.14 | EA | 0
LJCAG2Q | Canada | CAD | MOLD,CABLE TO BUS/LUG,HOR | 276.78 | EA | 0
LPP693 | Canada | CAD | REBAR,BONDING,ASSY,C137 | 205.32 | EA | 0
559153 | Canada | CAD | PUNCH DIE M6 1/4 IN | 171.65 | EA | 0
EGBF14412LLT | Canada | CAD | BUSBAR,GRD,CU,1/4X4X12,LL | 288.6 | EA | 0
VSC1GV3C | Canada | CAD | MOLD,CABLE TO VERT STL,45 | 276.78 | EA | 0
TAC9E9EW | Canada | CAD | MOLD,CABLE,HORZ TEE | 355.41 | EA | 0
GRT14C1H | Canada | CAD | MOLD,CABLE TO GRD ROD,VER | 269.61 | EA | 0
GYE162C | Canada | CAD | MOLD,CABLE TO GRD ROD,VER | 775.14 | EA | 0
613400PPI01 | Canada | CAD | ROD,GRD,3/4X10,CU CLAD,10 | 34.28 | EA | 0
SBB200X | Canada | CAD | MOLD,WEB SIGNAL BOND,25MM | 183.07 | EA | 0
534058SER05 | Canada | CAD | FLEXIBAR,ADV,10X100X1,SER | 2107.09 | EA | 0
VNC2GRH1.50 | Canada | CAD | MOLD,CABLE TO VERT STL,HO | 276.78 | EA | 0
534028LAM10 | Canada | CAD | FLEXIBAR,ADV,8X32X1MM,LAM | 488.75 | EA | 0
LPA5966 | Canada | CAD | CLAMP,PIPE,U-BOLT | 102.28 | EA | 0
LPS417 | Canada | CAD | POINT,SS,INDUSTRIAL STACK | 394.02 | EA | 0
534026CSC01 | Canada | CAD | FLEXIBAR,ADV,5X32X1MM,CSC | 90.73 | EA | 0
LU12MT12D | Canada | CAD | LENTON ULTIMATE,MALE, | 11.71 | EA | 0
A928K019 | Canada | CAD | NUT,HEX,3/8-16 S.S. | 0.98 | EA | 0
DFR104A3LH | Canada | CAD | MOLD,BUS TO VERT STL, HOR | 376.08 | EA | 0
PGT1H1HM | Canada | CAD | MOLD,CABLE, HORZ THRU PAR | 180.87 | EA | 0
FLXPLAM0009 | Canada | CAD | FLEXIBAR,ADV,2X15.5X0.8MM | 701.9 | EA | 0
PB45 | Canada | CAD | WELD METAL,CADWELD RAIL P | 7.88 | EA | 0
534027RW23 | Canada | CAD | FLEXIBAR,ADV,6X32X1,RW | 326.94 | EA | 0
LPA225 | Canada | CAD | POINT,AL,1/2 X 24IN | 27.7 | EA | 0
557090 | Canada | CAD | BRAID,FLAT,15-40,CU,FRCB | 21.2 | MR | 0
SBS3086S60WT | Canada | CAD | BOND,TEMPORARY SIGNAL,3/1 | 146.43 | EA | 0
EGBA14416NN | Canada | CAD | BAR,GRD BUS,1/4 X 4 X 16 | 252.2 | EA | 0
RBM275075E | Canada | CAD | FITTING,CADWELD,#10 END A | 201.05 | EA | 0
GNR182G | Canada | CAD | MOLD,CABLE TO GRD ROD,VER | 376.08 | EA | 0
633440EMT01 | Canada | CAD | ROD,GRD,3/4X1.2M,CU BOND, | 43.15 | EA | 0
508182 | Canada | CAD | COPPER, FLEXPLATE 50PE, | 94.56 | EA | 0
ERICORE095U | Canada | CAD | DOWNCONDUCTOR,LIGHTNING, | 15730 | EA | 0
A238GC2S12LH | Canada | CAD | CLAMP,FENCE,4/0 X 12 IN | 328.9 | EA | 0
XLVSC2C | Canada | CAD | MOLD,CABLE TO VERT STL,45 | 328.55 | EA | 0
RBW6555A | Canada | CAD | SLEEVE,CADWELD,LOW SLIP # | 88.04 | EA | 0
EL25A2SS | Canada | CAD | COUPLER,LENTON STANDARD,# | 143.15 | EA | 0
EL32S5 | Canada | CAD | COUPLER,LENTON,STRAIGHT | 68.84 | EA | 0
GR1181VPLUS | Canada | CAD | ONE-SHOT,CABLE TO GRD ROD | 37.41 | EA | 0
SCB10002A | Canada | CAD | WELD METAL,CADWELD RAIL S | 65.77 | EA | 0
VBC1Q | Canada | CAD | MOLD,CABLE TO VERT STL,VE | 276.78 | EA | 0
615800SP02 | Canada | CAD | ROD,GRD,5/8X10,CU BONDED | 69.91 | EA | 0
SBTBB3448 | Canada | CAD | BOND,KIT,3/16X3/4TAB,BOOT | 21.36 | EA | 0
FJ2Q180 | Canada | CAD | JUMPER,SWAGED,4/0 CONC 18 | 474.02 | EA | 0
SBB2721JS72 | Canada | CAD | SHUNT,HARD,RAIL HEAD-HEAD | 264.39 | EA | 0
611300PWC01 | Canada | CAD | ROD,GRD,1/2X10,CU BONDED | 34.52 | EA | 0
VSC1T | Canada | CAD | MOLD,CABLE TO VERT STL,45 | 276.78 | EA | 0
LPC5962 | Canada | CAD | CLAMP,PIPE,U-BOLT | 68.46 | EA | 0
RRA521D | Canada | CAD | MOLD,CABLE TO REBAR,HORZ | 168.64 | EA | 0
558586 | Canada | CAD | BRAID,SHUNT,INSULATED,IBS | 18.43 | EA | 0
SB02SC63001 | Canada | CAD | MOLD,CABLE,HORZ SPLICE SI | 170.14 | EA | 0
GRC182P | Canada | CAD | MOLD,CABLE TO GRD ROD,VER | 276.78 | EA | 0
EGBA14408NN | Canada | CAD | BAR,GRD BUS,1/4 X 4 X 8 | 137.8 | EA | 0
HDPTD3Q9FW | Canada | CAD | MOLD,CABLE,HORZ THRU PARA | 639.21 | EA | 0
HDTAD3Q3A | Canada | CAD | MOLD,CABLE,HORZ TEE | 586.79 | EA | 0
RHH572Q | Canada | CAD | MOLD,CABLE TO REBAR, | 484.97 | EA | 0
SBA2364J | Canada | CAD | SLEEVE,COUPLER,3/16 SIG | 202.58 | EA | 0
XLLAC2SCE | Canada | CAD | MOLD,CABLE TO BUS/LUG,HOR | 328.55 | EA | 0
YRC2G2GRH | Canada | CAD | MOLD,CABLE,HORZ Y 45 DEG | 276.78 | EA | 0
MBA47B | Canada | CAD | MOLD,BLANK,R PRICE 250300 | 430.78 | EA | 0
534040L3MP | Canada | CAD | FLEXIBAR,BUSBAR,MTO, | 152169.23 | EA | 0
SSC1T2G | Canada | CAD | MOLD,CABLE,HORZ SPLICE | 276.78 | EA | 0
WT2SCMV00.8 | Canada | CAD | RECEPTOR ASSY, SIDE, | 482.78 | EA | 0
M2372X | Canada | CAD | FRAME,ASSY,3 PC,WITH | 297.01 | EA | 0
B2731 | Canada | CAD | GUARD,PULLEY | 29.86 | EA | 0
RDH571T | Canada | CAD | MOLD,CABLE TO REBAR,HORZ | 484.97 | EA | 0
PB13VF2Q | Canada | CAD | MOLD,CABLE TO VERT STL,VE | 271.52 | EA | 0
LPA233ST | Canada | CAD | POINT,AL,5/8X15IN,1/2THR | 9.8 | EA | 0
LPA37258 | Canada | CAD | BOLT,U,AIR TERMINAL CASTI | 34.68 | EA | 0
PQDM1111B208 | Canada | CAD | PQDM-4-2P-208V, FSPM1111B | 3537.53 | EA | 0
LPA258 | Canada | CAD | POINT,AL,TUBULAR,5/8X48IN | 256.92 | EA | 0
SRF363N | Canada | CAD | SRF,N-SERIES, 3PH,63A,240 | 5535.57 | EA | 0
EGBA14204NN | Canada | CAD | BAR,ASSY,GRD BUS,1/4 X 2 | 59.8 | EA | 0
TAC3D9E | Canada | CAD | MOLD,CABLE,HORZ TEE | 276.78 | EA | 0
HDXBV3A9H | Canada | CAD | MOLD,CABLE,HORZ X LAPPED | 1215.58 | EA | 0
FLXPSAM0001 | Canada | CAD | FLEXIBAR,ADV,10X50X1,SAM | 9999999.99 | EA | 0
CAD12C10 | Canada | CAD | BOND,PIGTAIL,1/0 CONC,10 | 95.06 | EA | 0
TAC3D1Y | Canada | CAD | MOLD,CABLE,HORZ TEE | 276.78 | EA | 0
VTCS5 | Canada | CAD | MOLD,CABLE TO VERT STL,HO | 276.78 | EA | 0
LPC34538 | Canada | CAD | BASE,CU,CAST,RIDGE, | 88 | EA | 0
B230D03 | Canada | CAD | JAW,U,MODIFIED,1 1/2 WIDE | 16.46 | EA | 0
LAC8FDE | Canada | CAD | MOLD,CABLE TO BUS/LUG,HOR | 276.78 | EA | 0
LPC206ST | Canada | CAD | POINT,CU,BLUNT,3/8IN X | 131.35 | EA | 0
534056ABB13 | Canada | CAD | FLEXIBAR,ADV,6X100X1,ABB, | 516.95 | EA | 0
PBB101EG | Canada | CAD | LUG,CU,1/4 X 1 1/2 W/11/1 | 191.24 | EA | 0
ECRH101T5U | Canada | CAD | GROUND ROD,ASSY,KIT,10FT, | 2735.79 | EA | 0
LAC2G002 | Canada | CAD | MOLD,CABLE TO BUS/LUG,HOR | 276.78 | EA | 0
K217R | Canada | CAD | MOLD,KIT,GN STYLE,REPLACE | 353.76 | EA | 0
CSP1NMF600 | Canada | CAD | COAXIAL SURGE PROTECTOR, | 168.1 | EA | 0
534027RW18 | Canada | CAD | FLEXIBAR,ADV,6X32X1MM,RW, | 364.6 | EA | 0
534018GE14 | Canada | CAD | FLEXIBAR,ADV,4X24X1MM,GE, | 192.02 | EA | 0
XBQ2T2T | Canada | CAD | MOLD,CABLE,HORZ X LAPPED, | 528.45 | EA | 0
PCC1V1T | Canada | CAD | MOLD,CABLE, HORZ TAP PARA | 276.78 | EA | 0
LPA224 | Canada | CAD | AIR TERM,LTNG,AL,1/2X18IN | 28.64 | EA | 0
ECRV101T4U | Canada | CAD | GROUND ROD,ASSY,KIT,10FT, | 2123.26 | EA | 0
534021ABBP05 | Canada | CAD | FLEXIBAR,ADV,8X24X1,ABBP | 146 | EA | 0
285103 | Canada | CAD | KIT,FLEXIBAR,ADV,EATON | 461.64 | EA | 0
557660 | Canada | CAD | BRAID,CU,TINNED,.15MM DIA | 27.35 | MR | 0
RCE53Y5 | Canada | CAD | MOLD,CABLE TO REBAR,VERT | 775.14 | EA | 0
RRC52Y5 | Canada | CAD | MOLD,CABLE TO REBAR, | 276.78 | EA | 0
GTC142Q | Canada | CAD | MOLD,CABLE TO GRD ROD,VER | 276.78 | EA | 0
153670 | Canada | CAD | PLUG,STEEL,EL-25-CPPS | 2.89 | EA | 0
SBS8LINSUL | Canada | CAD | BOND STRAND,INSUL,S8 3/16 | 3.03 | EA | 0
SSC2Q2C | Canada | CAD | MOLD,CABLE HORZ SPLICE | 276.78 | EA | 0
615800PPI01 | Canada | CAD | ROD,GRD,5/8X10,CU CLAD,10 | 235.43 | EA | 0
B117B50 | Canada | CAD | DISK,STL,1 INCH,50 PIECES | 0.25 | EA | 0
LPA31612 | Canada | CAD | BASE,AL,VENT STRAP, | 42.73 | EA | 0
ECRH081T4D | Canada | CAD | GROUND ROD,ASSY,KIT.8 FT, | 2254.64 | EA | 0
ECRE202Q4U | Canada | CAD | GROUND ROD,ASSY,KIT,EXTEN | 2642 | EA | 0
RTB130N | Canada | CAD | RAIL TRANSIENT BARRIER, | 172.61 | EA | 0
ETSP330170 | Canada | CAD | SIGNAL,BLOCK,PROTECTOR,30 | 79.12 | EA | 0
ML4ES | Canada | CAD | COUPLER,QUICK-WEDGE,#4,EP | 23.08 | EA | 0
CAFCA1V16 | Canada | CAD | MOLD,CABLE,WELDERS FOR FO | 168.64 | EA | 0
EL43T28P9 | Canada | CAD | COUPLER,LENTON POSITION,# | 196.06 | EA | 0
XBM3Q2C | Canada | CAD | MOLD,CABLE,HORZ X LAPPED | 844.84 | EA | 0
LECIV | Canada | CAD | COUNTER,LIGHTNING EVENT, | 915.19 | EA | 0
VTC2QV8C | Canada | CAD | MOLD,CABLE TO VERT STL,VE | 258.69 | EA | 0
BACCG | Canada | CAD | MOLD,BUS BAR,HORZ SPLICE | 276.78 | EA | 0
RJC542P | Canada | CAD | MOLD,CABLE TO REBAR,VERT | 276.78 | EA | 0
TAC2Q2G | Canada | CAD | MOLD,CABLE,HORIZ TEE | 276.78 | EA | 0
EL12CFFPW | Canada | CAD | LENTON,FORM SAVER,PLASTIC | 3.85 | EA | 0
EC26C26 | Canada | CAD | CONNECTOR,COMPRESSION,C- | 28.05 | EA | 0
HDGTC162GW | Canada | CAD | MOLD,CABLE TO GRD ROD,VER | 355.41 | EA | 0
534008SC02 | Canada | CAD | FLEXIBAR,ADV,6X15.5X0.8MM | 49.05 | EA | 0
GCR162Q | Canada | CAD | MOLD,CABLE TO GRD ROD,VER | 376.08 | EA | 0
VNC2QLH2 | Canada | CAD | MOLD,CABLE TO VERT STL,HO | 276.78 | EA | 0
HDTAC3A2QW | Canada | CAD | MOLD,CABLE,HORZ TEE | 355.41 | EA | 0
VNC8DRH | Canada | CAD | MOLD,CABLE TO VERT STL,HO | 276.78 | EA | 0
VSC2LV8C | Canada | CAD | MOLD,CABLE TO VERT STL,45 | 276.78 | EA | 0
505660 | Canada | CAD | BUSBAR,SPECIAL,C11000 CU | 262.64 | EA | 0
B279DLH | Canada | CAD | COVER,FRAME,MTG,LH | 11.95 | EA | 0
PHJ3Q3Q | Canada | CAD | MOLD,CABLE,VERT THHRU PAR | 1147.17 | EA | 0
615800PWC01 | Canada | CAD | ROD,GRD,5/8X10, CU BONDED | 60.32 | EA | 0
815800 | Canada | CAD | GROUND ROD,GALV,POINTED, | 51.4 | EA | 0
PB80DS3SGM001M | Canada | CAD | MOLD,CABLE TO UC LUG,HORZ | 906.82 | EA | 0
PQDM3200S277 | Canada | CAD | PQDM-5-1P-277V, FSPM3200S | 3679.3 | EA | 0
MBTM20 | Canada | CAD | MAST,SYSTEM,3000,20 FT LG | 2.24 | EA | 0
RDM532QM | Canada | CAD | MOLD,CABLE TO REBAR,HORZ | 574.44 | EA | 0
CAB101CE | Canada | CAD | LUG,CU,1/8 X 1,W/1-7/16 H | 9.05 | EA | 0
557260IR09 | Canada | CAD | BRAID,CU,TINNED,25MM2,M10 | 73.06 | EA | 0
534048RW26 | Canada | CAD | FLEXIBAR,ADV,10X63X1MM,RW | 358.79 | EA | 0
GYE161H | Canada | CAD | MOLD,CABLE TO GRD ROD,VER | 775.14 | EA | 0
LPC55212 | Canada | CAD | LUG,CU,CAST,BONDING,1/2IN | 16.46 | EA | 0
RJE561V | Canada | CAD | MOLD,CABLE TO REBAR,VERT | 775.14 | EA | 0
LQJEE2Q | Canada | CAD | MOLD,CABLE TO BUS/LUG, | 1147.17 | EA | 0
LPC610BI58 | Canada | CAD | BASE,CU,CAST,CONCEALED | 45.32 | EA | 0
563841 | Canada | CAD | BLOCK,DISTRIBUTION,MULTI | 45.45 | EA | 0
PTCT3T3 | Canada | CAD | MOLD,CABLE,HORZ THRU PARA | 276.78 | EA | 0
558146 | Canada | CAD | BRAID,SHUNT,INSULATED, | 7.58 | EA | 0
EGBA14412EE | Canada | CAD | BAR,GRD BUS,1/4 X 4 X 12 | 195 | EA | 0
A929A069 | Canada | CAD | WASHER,FLAT,1/4,18-8SSTL, | 0.05 | EA | 0
534056ABB12 | Canada | CAD | FLEXIBAR,ADV,6X100X1,ABB, | 306.93 | EA | 0
B548A91 | Canada | CAD | KIT,MOUNT,HARDWARE,INSUL/ | 29.78 | EA | 0
VNC1GLH | Canada | CAD | MOLD,CABLE TO VERT STL,HO | 276.78 | EA | 0
534034GE53 | Canada | CAD | FLEXIBAR,ADV,6X40X1MM,GE, | 324.3 | EA | 0
MGRCE1T | Canada | CAD | MOLD,CABLE TO BUS/LUG,VER | 376.08 | EA | 0
EL2816A2MG | Canada | CAD | COUPLER,LENTON STANDARD,# | 109.73 | EA | 0
GYE188G | Canada | CAD | MOLD,CABLE TO GRD ROD,VER | 775.14 | EA | 0
LPC559TP | Canada | CAD | CLAMP,CAST,BONDING,TOP | 8.13 | EA | 0
TMGBA12L15P | Canada | CAD | BAR ASSY,GRD BUS,1/4X4X12 | 195 | EA | 0
815880SP25 | Canada | CAD | GROUND ROD,GALV,5/8X8 FT, | 34.01 | EA | 0
LJC2V001 | Canada | CAD | MOLD,CABLE TO BUS/LUG,HOR | 276.78 | EA | 0
548430 | Canada | CAD | INSULATOR,BUSBAR,ISO TP | 2.08 | EA | 0
XLXBQ2G2G | Canada | CAD | MOLD,CABLE,HORZ X LAPPED, | 1222.66 | EA | 0
GTC182QHQ | Canada | CAD | MOLD,CABLE TO GRD ROD | 276.78 | EA | 0
GBJGT162LR1 | Canada | CAD | MOLD,GRD ROD,TO ROD/RECEP | 1147.17 | EA | 0
CAHBA1G4 | Canada | CAD | MOLD,CABLE TO HORZ CAST I | 168.64 | EA | 0
A238EB2S24LH | Canada | CAD | CLAMP,FENCE,4/0X24IN,FLEX | 358.27 | EA | 0
505627 | Canada | CAD | BUSBAR,SPECIAL,3/16X 144 | 689.72 | EA | 0
555296B | Canada | CAD | BRAID,CU,50MM2,BLK,MBJ | 6.44 | EA | 0
MBA85 | Canada | CAD | MOLD,BLANK,90115 C PRICE | 235.92 | EA | 0
B3399 | Canada | CAD | PULLEY,DRIVE,GRINDER,3-7/ | 73.78 | EA | 0
FLXPKOM0001 | Canada | CAD | FLEXIBAR,ADV,6X40X1MM,KOM | 277.552 | EA | 0
GYR16Y5 | Canada | CAD | MOLD,CABLE TO GRD ROD,VER | 376.08 | EA | 0
HAF37001 | Canada | CAD | MOLD,CABLE TO HORZ STL,HO | 659.46 | EA | 0
GYE181Q | Canada | CAD | MOLD,CABLE TO GRD ROD,VER | 775.14 | EA | 0
PB13STY2RH | Canada | CAD | MOLD,CABLE TO RAIL,HORZ | 271.52 | EA | 0
FLXPIR0007 | Canada | CAD | FLEXIBAR,ADV,3X40X1MM,IR, | 209.741 | EA | 0
EL3628A2Q | Canada | CAD | COUPLER,LENTON,TRANSITION | 86.71 | EA | 0
CAHAAY2 | Canada | CAD | MOLD,CABLE TO HORZ STL,HO | 168.64 | EA | 0
CBSC8 | Canada | CAD | CU-BONDED STL COND,100M, | 684.65 | EA | 0
A239FC2S242Q2LH | Canada | CAD | CLAMP,FENCE,4/0 FLEX 24LG | 542.02 | EA | 0
HKH2Q4 | Canada | CAD | MOLD,CABLE,TO HORZ STL PI | 484.97 | EA | 0
TACY0Y4 | Canada | CAD | MOLD,CABLE,HORZ TEE | 276.78 | EA | 0
VBC2P | Canada | CAD | MOLD,CABLE TO VERT STL,VE | 276.78 | EA | 0
XLVNC2QRH | Canada | CAD | MOLD,CABLE TO VERT STL,HO | 328.55 | EA | 0
RBW167B | Canada | CAD | FRAME,HORZ,FOR POURING BA | 496.74 | EA | 0
558594 | Canada | CAD | BRAID,SHUNT,INSULATED,IBS | 34.48 | EA | 0
RBT6101H | Canada | CAD | SPLICE,KIT,#6 CADWELD T-S | 199.23 | EA | 0
LK11ES | Canada | CAD | COUPLER,LENTON,INTERLOK, | 201.85 | EA | 0
HDSSCT1 | Canada | CAD | MOLD,CABLE,HORZ SPLICE | 276.78 | EA | 0
534500 | Canada | CAD | IBS ADV 25-230-8-10 | 11.65 | EA | 0
VSCSF | Canada | CAD | MOLD,CABLE TO VERT STL, | 276.78 | EA | 0
VFR2QV8C | Canada | CAD | MOLD,CABLE TO VERT STL,VE | 376.08 | EA | 0
FLXPABB0052 | Canada | CAD | FLEXIBAR,ADV,6X100X1,ABB | 614.924 | EA | 0
ERICORE172U | Canada | CAD | DOWNCONDUCTOR,LIGHTNING, | 9999.99 | EA | 0
HDVVF3D | Canada | CAD | MOLD,CABLE TO VERT STL,VE | 659.46 | EA | 0
534060ABB07 | Canada | CAD | FLEXIBAR,ADV,10X120X1,ABB | 1196.77 | EA | 0
TDX50C277/480 | Canada | CAD | PROTECTOR,SURGE,TDX50C,3P | 828.39 | EA | 0
LPA34958 | Canada | CAD | BASE,AL,POINT,5/8X3X7-3/4 | 219.52 | EA | 0
554384 | Canada | CAD | BRAID,EARTH,SS,70MM2,CPI | 77.68 | EA | 0
GTC162G | Canada | CAD | MOLD,CABLE TO GRD ROD,VER | 276.78 | EA | 0
LPC55114 | Canada | CAD | LUG,CU,CAST,BONDING,1/4IN | 28.13 | EA | 0
NCR182V | Canada | CAD | MOLD,CABLE TO GRD ROD,HOR | 376.08 | EA | 0
PCC9G1V | Canada | CAD | MOLD,CABLE, HORZ TAP PARA | 276.78 | EA | 0
LACY2CAJ | Canada | CAD | MOLD,CABLE TO BUS/LUG,HOR | 276.78 | EA | 0
PQDM1110B480 | Canada | CAD | PQDM-3-2P-480V, | 1502.85 | EA | 0
505679 | Canada | CAD | BUSBAR,SPECIAL,C11000 CU | 268.61 | EA | 0
534048RW22 | Canada | CAD | FLEXIBAR,ADV,10X63X1,RW | 181.16 | EA | 0
LU43TMS15D | Canada | CAD | LENTON ULTIMATE,MALE, | 52.3 | EA | 0
534019L3M | Canada | CAD | FLEXIBAR,ADV,5X24X1MM,3M, | 290.94 | EA | 0
560091 | Canada | CAD | PUNCH,STEEL,.406 W/DIE | 131.42 | EA | 0
PQDM3330S120 | Canada | CAD | PQDM-9-1P-120V, | 1981.62 | EA | 0
A2364J | Canada | CAD | SLEEVE,COUPLER,3/16 X #8 | 2.2 | EA | 0
PB13ST1YLH | Canada | CAD | MOLD,CABLE TO RAIL,HORZ | 271.52 | EA | 0
RB300SC | Canada | CAD | SLEEVE,CAPLUG, | 0.5 | EA | 0
NCR372Q | Canada | CAD | MOLD,CABLE TO GRD ROD,HOR | 376.08 | EA | 0
UTB15EX | Canada | CAD | BARRIER,TRANSIENT,INTRINS | 260.51 | EA | 0
NT1141LPLUS | Canada | CAD | ONE-SHOT,CABLE TO GRD ROD | 32.72 | EA | 0
SBT370 | Canada | CAD | STAPLE,GRD,1 3/4X3/8X.144 | 207.21 | EA | 0
BXB139N2 | Canada | CAD | BOX,ONELOOK,ERICO | 9.65 | EA | 0
CAVNP1ELH16 | Canada | CAD | MOLD,CABLE TO VERT STL,HO | 304.14 | EA | 0
S1V28M | Canada | CAD | MOLD,HV CABLE SPLICE,HORZ | 385.36 | EA | 0
FJ2G600 | Canada | CAD | JUMPER,SWAGED,2/0CONC 600 | 1429.65 | EA | 0
534028LAM08 | Canada | CAD | FLEXIBAR,ADV,8X32X1MM,LAM | 462.09 | EA | 0
BJCPALPALRH | Canada | CAD | MOLD,BUS BAR,HORZ TAP | 276.78 | EA | 0
PTD3H3H | Canada | CAD | MOLD,CABLE,HORZ THRU | 586.79 | EA | 0
GFC149B | Canada | CAD | MOLD,CABLE TO GRD ROD,HOR | 276.78 | EA | 0
FLXPLAM0085 | Canada | CAD | FLEXIBAR,ADV,3X9X0.8MM, | 249.13 | EA | 0
FLXPLAM0011 | Canada | CAD | FLEXIBAR,ADV,2X15.5X0.8MM | 529.32 | EA | 0
534032 | Canada | CAD | FLEX ADV2MTC 4X40X1 | 284.52 | EA | 0
CAT394 | Canada | CAD | TOOL,ACCESSORY,BRUSH,9-3/ | 284.25 | EA | 0
XADY9Y6 | Canada | CAD | MOLD,CABLE,HORZ X SAME PL | 586.79 | EA | 0
PGC2G8C | Canada | CAD | MOLD,CABLE, HORZ THRU PAR | 276.78 | EA | 0
GRT14A1V | Canada | CAD | MOLD,CABLE TO GRD ROD,VER | 269.61 | EA | 0
ERICORE160U | Canada | CAD | DOWNCONDUCTOR,LIGHTNING, | 26492.6 | EA | 0
ECRH102L4U | Canada | CAD | GROUND ROD,ASSY,KIT,10FT, | 3155.28 | EA | 0
EL12A2 | Canada | CAD | COUPLER,LENTON STANDARD,# | 14.58 | EA | 0
PBB103JK002 | Canada | CAD | LUG,CU,1/2 X 3 X 9 W/2 | 109.28 | EA | 0
ECRV081V4U | Canada | CAD | GROUND ROD,ASSY,KIT,8 FT | 1899.77 | EA | 0
ECLA70S12LB | Canada | CAD | LUG,CRIMP,70 SQ.MM | 21.52 | EA | 0
RBWS2071M | Canada | CAD | BASIN,POURING,#18 SPECIAL | 618.9 | EA | 0
558370 | Canada | CAD | KIT,CONTACT,HARDWARE,M10X | 1.96 | EA | 0
RBWS2620LHF | Canada | CAD | BASIN,POURING,#11 SPECIAL | 839.38 | EA | 0
RHC531Y | Canada | CAD | MOLD,CABLE TO REBAR,HORZ | 276.78 | EA | 0
TAC3A2V | Canada | CAD | MOLD,CABLE,HORZ TEE | 276.78 | EA | 0
534042 | Canada | CAD | FLEX ADV2MTC 10X50X1 | 879.5 | EA | 0
ECRE102Q4D | Canada | CAD | GROUND ROD,ASSY,EXTENTION | 1830.15 | EA | 0
RBT1891 | Canada | CAD | SPLICE,KIT,#18 CADWELD T- | 511.23 | EA | 0
XLBACPAM | Canada | CAD | MOLD,BUS BAR,HORZ SPLICE | 929.6 | EA | 0
RBVA9095F | Canada | CAD | BASIN,POURING,#11 VERTICA | 782.26 | EA | 0
B3452G | Canada | CAD | COLLAR,WELDING,2/0 CONC | 13.57 | EA | 0
TAC1H1V | Canada | CAD | MOLD,CABLE,HORZ TEE | 276.78 | EA | 0
GRC18Y1 | Canada | CAD | MOLD,CABLE TO GRD ROD,VER | 276.78 | EA | 0
GRC371H | Canada | CAD | MOLD,CABLE TO GRD ROD, | 276.78 | EA | 0
PQC320120V | Canada | CAD | SES320B120V | 6051.85 | EA | 0
EGBA14410RR | Canada | CAD | BAR ASSY,GRD BUS,1/4X4X10 | 166.4 | EA | 0
LPC171LCTO | Canada | CAD | STRIP,CU,SOFT,TINNED, | 29.61 | EA | 0
GYE149F | Canada | CAD | MOLD,CABLE TO GRD ROD,VER | 775.14 | EA | 0
EGBA14220BE | Canada | CAD | BAR ASSY,GRD BUS,1/4 X 2 | 205.4 | EA | 0
GRC161E | Canada | CAD | MOLD,CABLE TO GRD ROD,VER | 276.78 | EA | 0
GLCCEY4 | Canada | CAD | MOLD,CABLE TO LUG,HORZ SP | 276.78 | EA | 0
RBW7396V | Canada | CAD | INSTALLATION KIT,EQUIP,#6 | 1920.58 | EA | 0
EL20A2Q | Canada | CAD | COUPLER,LENTON STANDARD, | 31.23 | EA | 0
ML5G | Canada | CAD | COUPLER,QUICK-WEDGE,#5,GA | 46.68 | EA | 0
508021 | Canada | CAD | BRAID,FLEXIBLE, | 554.71 | EA | 0
EGBA14218HHT | Canada | CAD | BAR,GRD BUS,1/4 X 2 X 18 | 234 | EA | 0
RBT81012H | Canada | CAD | SPLICE,KIT,#8 CADWELD -2 | 239.5 | EA | 0
NDR182G | Canada | CAD | MOLD,CABLE TO GRD ROD,HOR | 376.08 | EA | 0
HDHTC2Q | Canada | CAD | MOLD,CABLE TO HORZ STL,HO | 276.78 | EA | 0
HSC2G4 | Canada | CAD | MOLD,CABLE TO HORZ STL, | 276.78 | EA | 0
534032PMR06 | Canada | CAD | FLEXIBAR,ADV,4X40X1,PMR | 142.01 | EA | 0
XLPB13STS7RH | Canada | CAD | MOLD,CABLE TO RAIL,HORZ T | 929.6 | EA | 0
TAC2V1TW | Canada | CAD | MOLD, CABLE,HORZ TEE | 276.78 | EA | 0
LK87GV | Canada | CAD | LENTON INTERLOK,HDG, | 109.58 | EA | 0
TAC2V9E | Canada | CAD | MOLD,CABLE,HORZ TEE | 276.78 | EA | 0
SBXSJ3312 | Canada | CAD | BOND,JUMPER,3/16 & 3/4 XS | 12.55 | EA | 0
SBT382BWPH | Canada | CAD | PUNCH,BOND REMOVAL, | 145.33 | EA | 0
XLTWR107A3 | Canada | CAD | MOLD,BUS BAR,HORZ BUTTON | 376.08 | EA | 0
TAC2V1Y | Canada | CAD | MOLD,CABLE,HORZ TEE | 276.78 | EA | 0
SSC2L8D | Canada | CAD | MOLD,CABLE,HORZ SPLICE | 276.78 | EA | 0
ESBP6 | Canada | CAD | CONNECTOR,SPLIT BOLT,DUAL | 5.75 | EA | 0
TAC2Q8C | Canada | CAD | MOLD,CABLE,HORZ TEE | 276.78 | EA | 0
ELFG20CA | Canada | CAD | LENTON,BAR END GAGE,FIELD | 193.16 | EA | 0
EL20CFFPW | Canada | CAD | 78NTON,FORM SAVER,PLASTIC | 4.1 | EA | 0
T331 | Canada | CAD | TRAY,TOOL,LABELED AND BOX | 198.67 | EA | 0
534055TSL03 | Canada | CAD | FLEXIBAR,ADV,5X100X1, TSL | 397.77 | EA | 0
B13716 | Canada | CAD | DRIVE,ROD,SLEEVE 5/8 CU | 171.98 | EA | 0
568715 | Canada | CAD | EARTHBAR EB20AL | 6.33 | EA | 0
T305 | Canada | CAD | DRIVER,SCREW,FLAT HEAD | 44.28 | EA | 0
EL2016SA | Canada | CAD | COUPLER,LENTON,SA,#5 TRAN | 28.63 | EA | 0
GLCCE1Y | Canada | CAD | MOLD,CABLE TO LUG,HORZ SP | 276.78 | EA | 0
PTC2C1T | Canada | CAD | MOLD,CABLE, HORZ THRU PAR | 276.78 | EA | 0
RCE52Y1 | Canada | CAD | MOLD,CABLE TO REBAR,VERT | 775.14 | EA | 0
VBC1TV8C | Canada | CAD | MOLD,CABLE TO VERT STL,VE | 276.78 | EA | 0
EPGC1436X6 | Canada | CAD | PERIMETER,GRD,90DEG BEND | 75.11 | EA | 0
PLUSCU2L15 | Canada | CAD | CADWELD PLUS CONTROL UNIT | 683.14 | EA | 0
FLXPHDQ0002 | Canada | CAD | FLEXIBAR,ADV,10X80X1,HDQ, | 870.06 | EA | 0
RCE522Q | Canada | CAD | MOLD,CABLE TO REBAR,VERT | 775.14 | EA | 0
XLTAC2Q9FW | Canada | CAD | MOLD,CABLE,HORZ TEE | 407.17 | EA | 0
549520 | Canada | CAD | BRACKET,KIT,CABS,E-BRACKE | 26.73 | EA | 0
FLXPLAM0100 | Canada | CAD | FLEXIBAR,ADV,2X15.5X0.8MM | 562.45 | EA | 0
RB7X | Canada | CAD | COUPLER,CAPLUG, | 0.34 | EA | 0
RJC542V | Canada | CAD | MOLD,CABLE TO REBAR,VERT | 276.78 | EA | 0
615803 | Canada | CAD | ROD,GRD,5/8X10,CU BONDED | 72.62 | EA | 0
ERICORE340U | Canada | CAD | DOWNCONDUCTOR,LIGHTNING, | 52613.82 | EA | 0
XBM2Q2G | Canada | CAD | MOLD,CABLE,HORZ X LAPPED | 844.84 | EA | 0
VBC2GV1.25 | Canada | CAD | MOLD,CABLE TO VERT STL,VE | 276.78 | EA | 0
DT17520R | Canada | CAD | TYPE 1, 75V, 2 0 | 384.24 | EA | 0
534038ABB03 | Canada | CAD | FLEXIBAR,ADV,4X50X1MM,ABB | 93.29 | EA | 0
554399B | Canada | CAD | BRAID,SS,LUG,70MM2,BULK | 98.49 | EA | 0
PBW3SRH | Canada | CAD | MOLD,RAIL,CABLE HORZ TO W | 147.45 | EA | 0
PTC2P2G | Canada | CAD | MOLD,CABLE, HORZ THRU PAR | 276.78 | EA | 0
534007EA01 | Canada | CAD | FLEXIBAR,ADV,4X15.5X0.8MM | 117.53 | EA | 0
556000 | Canada | CAD | POLY,SLEEVE,SPIRFLEX,50M, | 1.34 | MR | 0
ECRH102V4UB | Canada | CAD | GROUND ROD,ASSY,10FT,HORZ | 1802.5 | EA | 0
ERICORE080T | Canada | CAD | DOWNCONDUCTOR,LIGHTNING, | 14836.87 | EA | 0
SCB7501APLUS | Canada | CAD | WELD METAL,CADWELD RAIL | 79.01 | EA | 0
MBB41 | Canada | CAD | MOLD,BLANK,150200 C PRICE | 244.8 | EA | 0
TDX200S480D | Canada | CAD | PROTECTOR,SURGE,TDX200S,3 | 3433.51 | EA | 0
EGBA14112HH | Canada | CAD | BAR ASSY,GRD BUS,1/4X1X12 | 101.4 | EA | 0
ERICORE001T | Canada | CAD | DOWNCONDUCTOR,LIGHTNING, | 1808.85 | EA | 0
LMCEE2C | Canada | CAD | MOLD,CABLE TO BUS/LUG,VER | 276.78 | EA | 0
VTC9G | Canada | CAD | MOLD,CABLE TO VERT STL,HO | 276.78 | EA | 0
BBCCAJL | Canada | CAD | MOLD,BUS BAR,HORZ SPLICE | 276.78 | EA | 0
534024TR01 | Canada | CAD | FLEXIBAR,ADV,3X32X1,TR | 36.82 | EA | 0
EL2516A2 | Canada | CAD | COUPLER,LENTON STANDARD,# | 61.16 | EA | 0
XL25 | Canada | CAD | WELD METAL,ALLOY,F20,EXOL | 77.75 | EA | 0
555536 | Canada | CAD | BRAID,CU,TINNED,CUSTOM, | 19.3 | EA | 0
LK610 | Canada | CAD | DISK,SEALING,LENTON,INTER | 11.01 | EA | 0
MTKS1025 | Canada | CAD | MAT,GRD,4 FT X 6 FT,#6 SO | 237.09 | EA | 0
XLHSC2L | Canada | CAD | MOLD,CABLE TO HORZ STL,HO | 328.55 | EA | 0
PBW12W14 | Canada | CAD | BOND KIT,JOINT,250 RLAY W | 42.98 | EA | 0
B323AX | Canada | CAD | FRAME,ASSY,HOLD DOWN | 64.66 | EA | 0
HDTAC3Q3D | Canada | CAD | MOLD,CABLE,HORZ TEE | 276.78 | EA | 0
EL20A12 | Canada | CAD | COUPLER,LENTON,A12,#6 | 24.74 | EA | 0
LPC62412 | Canada | CAD | ADAPTER,CU,THRU-ROOF, | 102.48 | EA | 0
EGBA38448CB | Canada | CAD | BUSBAR,GRD,CU,3/8X4X48,CB | 783.9 | EA | 0
MBB18A | Canada | CAD | MOLD,BLANK,400500 D PRICE | 388.74 | EA | 0
534010DCI05 | Canada | CAD | FLEXIBAR,ADV,2X20X1MM,DCI | 135.68 | EA | 0
PCLB159.6 | Canada | CAD | PYRAMID, L0CKHEED, #6 | 15271.67 | EA | 0
EGBA14412GET | Canada | CAD | BUSBAR,GRD,CU,1/4X4X12,GE | 226.2 | EA | 0
DT215010R | Canada | CAD | TYPE 2, 150V, 1 0 | 115.61 | EA | 0
CRC16002 | Canada | CAD | MOLD,BUS TO GRD ROD,VERT | 276.78 | EA | 0
XLB972A1 | Canada | CAD | BAFFLE,ASSY,3 INCH | 587.35 | EA | 0
CAHEA1H10 | Canada | CAD | MOLD,CABLE,TO HORZ CAST | 168.64 | EA | 0
534056RW36 | Canada | CAD | FLEXIBAR,ADV,6X100X1,RW | 514.12 | EA | 0
VSC1TV4 | Canada | CAD | MOLD,CABLE TO VERT STL,45 | 276.78 | EA | 0
LJCCALY7 | Canada | CAD | MOLD,CABLE TO BUS/LUG,HOR | 276.78 | EA | 0
EL10S4 | Canada | CAD | COUPLER,LENTON,STRAIGHT, | 37.83 | EA | 0
PCC2Q1L | Canada | CAD | MOLD,CABLE, HORZ TAP PARA | 276.78 | EA | 0
XLLJCEG2G | Canada | CAD | MOLD,CABLE TO BUS/LUG,HOR | 328.55 | EA | 0
PBC22W00422 | Canada | CAD | BOND,RAIL C,250KCM RLAY I | 29.28 | EA | 0
534034ARZ08 | Canada | CAD | FLEXIBAR,ADV,6X40X1MM,ARZ | 597.21 | EA | 0
A929B036 | Canada | CAD | WASHER,LOCK,5/8,18-8SSTL | 1.18 | EA | 0
HVR12CUV12HQ | Canada | CAD | MOLD,STUD TO VERT STL, | 376.08 | EA | 0
534525 | Canada | CAD | IBS ADV 185-1030-10 | 296.96 | EA | 0
611240AU | Canada | CAD | GROUND ROD,CU CLAD,1/2X4- | 27.77 | EA | 0
555233_B | Canada | CAD | MBJ 16-1930-6 | 13.4 | EA | 0
PTC3A9F | Canada | CAD | MOLD,CABLE,HORZ THRU PARA | 276.78 | EA | 0
VBC2VV8 | Canada | CAD | MOLD,CABLE TO VERT STL,VE | 276.78 | EA | 0
SBTBS3318B | Canada | CAD | BOND,SWITCH,3/16 BARE 18 | 13.81 | EA | 0
PB80LSGHS6004 | Canada | CAD | MOLD,CABLE, TO BUS/LUG,HO | 906.82 | EA | 0
LPA2832F2F | Canada | CAD | ADAPTER,AL,SWIVEL,1/2IN | 37.7 | EA | 0
LPC536 | Canada | CAD | PLATE,CU,CAST,FLAT METCU, | 280.16 | EA | 0
EGBA143120DGT | Canada | CAD | BUSBAR,GRD,CU,1/4X3X120IN | 1774.5 | EA | 0
EL794BCFBOX | Canada | CAD | PLATE,FORM SAVER,#5,CLIPP | 0.43 | EA | 0
SBB2721WS72HD | Canada | CAD | SHUNT,RAILHEAD,ASSY,72IN, | 250.16 | EA | 0
503220GLC002 | Canada | CAD | BRAID,CU,TINNED,CUSTOM | 149.65 | EA | 0
VFC1V | Canada | CAD | MOLD,CABLE TO VERT STL,HO | 276.78 | EA | 0
FLXPABB0034 | Canada | CAD | FLEXIBAR,ADV,4X80X1,ABB | 244.31 | EA | 0
EL36D6MG | Canada | CAD | COUPLER,LENTON TERMINATOR | 77.46 | EA | 0
VVR9B | Canada | CAD | MOLD,CABLE TO VERT STL,VE | 376.08 | EA | 0
GYE182CM | Canada | CAD | MOLD,CABLE TO GRD ROD,VER | 561.05 | EA | 0
VBC2QV2.50 | Canada | CAD | MOLD,CABLE TO VERT STL,VE | 276.78 | EA | 0
LPC55138 | Canada | CAD | LUG,CU,CAST,BONDING,3/8IN | 47.96 | EA | 0
FLXPRW0004 | Canada | CAD | FLEXIBAR,ADV,6X32X1, RW | 369.92 | EA | 0
LPWALLCACTO | Canada | CAD | CONNECTION,CU/AL THRUWALL | 2.78 | EA | 0
505673 | Canada | CAD | BUSBAR,SPECIAL,C11000 CU | 17.06 | EA | 0
PB53DFEH001RH | Canada | CAD | MOLD,BUS TO VERT STL,HORZ | 659.46 | EA | 0
B544A1T347 | Canada | CAD | BAR,ASSY,GRD BUS,1/4X4X30 | 338.85 | EA | 0
RDH552QM | Canada | CAD | MOLD,CABLE TO REBAR,HORZ | 369.97 | EA | 0
LPC224BF | Canada | CAD | POINT,CU FLAT BARE, 1/2IN | 40.82 | EA | 0
RBWS22775 | Canada | CAD | CRUCIBLE,GRAPHITE,5 IN | 488.36 | EA | 0
534521 | Canada | CAD | IBS ADV 185-430-10 | 155.73 | EA | 0
A806A02F50 | Canada | CAD | BOND STRAND,SIGNAL,S8 3/1 | 188.44 | EA | 0
ML564 | Canada | CAD | SCREWDRIVER,SLOTTED,66-16 | 28.33 | EA | 0
LPC30258V | Canada | CAD | BASE,CABLE,AND AIR TERMIN | 52.77 | EA | 0
EL22A32K | Canada | CAD | COUPLER,LENTON,STANDARD, | 97.96 | EA | 0
EGBB14412CCT | Canada | CAD | BAR,GRD BUS,1/4 X 4 X 12 | 221 | EA | 0
EGBA14415GG | Canada | CAD | BAR,ASSY,GRD BUS,1/4 X 4 | 237.9 | EA | 0
SBGR1161LPLUS | Canada | CAD | ONE SHOT,#3 SOL THRU #6 | 26.85 | EA | 0
ERICORE065U | Canada | CAD | DOWNCONDUCTOR,LIGHTNING | 9999.99 | EA | 0
TAC3D4L | Canada | CAD | MOLD,CABLE,HORZ TEE | 276.78 | EA | 0
SSCY4Y2 | Canada | CAD | MOLD,CABLE,HORZ SPLICE | 276.78 | EA | 0
505642 | Canada | CAD | BUSBAR,CU,TINNED,0.50X6X | 744.67 | EA | 0
NT1141GPLUS | Canada | CAD | ONE-SHOT,CABLE TO GRD ROD | 34.33 | EA | 0
TACY5Y8 | Canada | CAD | MOLD,CABLE,HORZ TEE | 276.78 | EA | 0
EGBA14648NN | Canada | CAD | BUSBAR,GRD,CU,1/4X6X48,NN | 1006.2 | EA | 0
SBA255D1 | Canada | CAD | CLIP ASSY,RAIL,12.5MM MES | 17.97 | EA | 0
GRT331L | Canada | CAD | MOLD,CABLE TO GRD ROD,VER | 269.61 | EA | 0
566580GA02 | Canada | CAD | BUSBAR,FLEXIBLE,SUMMUM 2M | 59.96 | EA | 0
534421 | Canada | CAD | IBSB ADV 100-230-8-10 | 33.9 | EA | 0
TVC2Q2Q | Canada | CAD | MOLD,CABLE,VERT TEE VERT | 276.78 | EA | 0
VFC9WV8 | Canada | CAD | MOLD,CABLE TO VERT STL,VE | 276.78 | EA | 0
LPA540 | Canada | CAD | PLATE,AL,CAST,FLAT METAL, | 16.72 | EA | 0
S1V39M | Canada | CAD | MOLD,HV CABLE SPLICE,HORZ | 938.81 | EA | 0
EL43TA2GV | Canada | CAD | COUPLER,LENTON,STANDARD, | 299.44 | EA | 0
568720 | Canada | CAD | EARTHBAR EBD26AL | 4.67 | EA | 0
BJCPALPAL | Canada | CAD | MOLD,BUS BAR,HORZ TAP PAR | 276.78 | EA | 0
EGBB14214NN | Canada | CAD | BAR,GRD BUS,1/4 X 2 X 14 | 145.6 | EA | 0
285111 | Canada | CAD | KIT,FLEXIBAR,ADV,EATON | 154.86 | EA | 0
RVE532Q | Canada | CAD | MOLD,CABLE TO REBAR,VERT | 775.14 | EA | 0
LPC126R500M | Canada | CAD | CABLE,CU,ROPELAY,28 STR | 26.34 | MR | 0
WTBR487CT2 | Canada | CAD | RECEPTOR,TIP,SUPPORT,WIND | 162.66 | EA | 0
TAC2G1E | Canada | CAD | MOLD,CABLE,HORZ TEE | 276.78 | EA | 0
AT43H | Canada | CAD | ROD,GRD,5/8X3M,CU CLAD,10 | 62.17 | EA | 0
534026AMX10 | Canada | CAD | FLEXIBAR,ADV,5X32X1,AMX | 157.99 | EA | 0
LPLC46278 | Canada | CAD | JUMPER,LEAD,COVERED,EYE | 271 | EA | 0
TAC2Q2LW | Canada | CAD | MOLD,CABLE,HORZ TEE | 355.41 | EA | 0
LJCEG2Q | Canada | CAD | MOLD,CABLE TO BUS/LUG,HOR | 276.78 | EA | 0
FLXPLAM0004 | Canada | CAD | FLEXIBAR,ADV,2X15.5X0.8MM | 426.99 | EA | 0
554880 | Canada | CAD | POLY,SLEEVE,ZIPFLEX,100M | 3.72 | MR | 0
CAHBA1L10 | Canada | CAD | MOLD,CABLE TO HORZ CAST I | 168.64 | EA | 0
PTC2P2P | Canada | CAD | MOLD,CABLE, HORZ THRU PAR | 276.78 | EA | 0
B2700A10B | Canada | CAD | NUT,CAP,14-24NS KNURLED B | 8.97 | EA | 0
MBA45 | Canada | CAD | MOLD,BLANK,4565 C PRICE | 263.39 | EA | 0
CAPCP2G1E | Canada | CAD | MOLD,CABLE, HORZ TAP PARA | 304.14 | EA | 0
LAC2CEK | Canada | CAD | MOLD,CABLE TO BUS/LUG,HOR | 276.78 | EA | 0
PQDM3310S120 | Canada | CAD | PQDM-7-1P-120V, | 1739.06 | EA | 0
WS2482RHD | Canada | CAD | BASIN,POURING,#9 HORIZ, S | 5993.28 | EA | 0
GYF18Y8 | Canada | CAD | MOLD,CABLE TO GRD ROD,VER | 659.46 | EA | 0
SER2Q2Q | Canada | CAD | MOLD,CABLE,VERT SPLICE SI | 376.08 | EA | 0
LU16MT12D | Canada | CAD | LENTON ULTIMATE,MALE, | 14.18 | EA | 0
K220 | Canada | CAD | MOLD,KIT,GN STYLE,#6 SOL | 1108.2 | EA | 0
TAC1G2Q | Canada | CAD | MOLD,CABLE,HORZ TEE | 276.78 | EA | 0
PQDS3000S120 | Canada | CAD | PQDS-3-1P-120V, | 1157.88 | EA | 0
LC16B12ESD | Canada | CAD | SLEEVE,B12 SERIES,EPOXY | 111.39 | EA | 0
PQD1201PA | Canada | CAD | TDS1501SR150A | 265.6 | EA | 0
PPD4T35CULH | Canada | CAD | MOLD,CABLE, HORZ ELL | 586.79 | EA | 0
GRC223D | Canada | CAD | MOLD,CABLE TO GRD ROD, | 276.78 | EA | 0
633463GAL01 | Canada | CAD | ROD,GRD,3/4X6,CU BONDED | 39.81 | EA | 0
SBNX1181GPLUS | Canada | CAD | ONE SHOT,#8 STR THRU #6 | 31.41 | EA | 0
534034GE44 | Canada | CAD | FLEXIBAR,ADV,6X40X1MM,GE, | 286.23 | EA | 0
XL300F80 | Canada | CAD | WELD METAL,ALLOY,F80, | 118 | EA | 0
CMC18PAJ | Canada | CAD | MOLD,BUS TO GRD ROD,VERT | 276.78 | EA | 0
ELFG40 | Canada | CAD | LENTON,BAR END GAGE,FIELD | 552.25 | EA | 0
EL36P9PPP | Canada | CAD | LENTON,PARALLEL PLUG, | 2.23 | EA | 0
GRC181G | Canada | CAD | MOLD,CABLE TO GRD ROD,VER | 276.78 | EA | 0
VBC2QV8 | Canada | CAD | MOLD,CABLE TO VERT STL,VE | 276.78 | EA | 0
C11301X | Canada | CAD | FRAME ASSY,4X4X9IN - | 828.63 | EA | 0
PB10GT182Q | Canada | CAD | MOLD,CABLE TO GRD ROD,VER | 199.84 | EA | 0
PBP1S6A60 | Canada | CAD | BOND,PLUG,14.5MM COMPOSIT | 159.5 | EA | 0
KSF70 | Canada | CAD | SPLICE,COMPRESSION,STRAIG | 17.07 | EA | 0
GRC16Y3 | Canada | CAD | MOLD,CABLE TO GRD ROD,VER | 276.78 | EA | 0
RJE56Y6 | Canada | CAD | MOLD,CABLE TO REBAR,VERT | 775.14 | EA | 0
534024TR02 | Canada | CAD | FLEXIBAR,ADV,3X32X1,TR | 72.66 | EA | 0
CC5A05SP100M | Canada | CAD | CABLE,COMPOSITE,19 STR, | 973.84 | EA | 0
SSC1V1H | Canada | CAD | MOLD,CABLE,HORZ SPLICE | 276.78 | EA | 0
HDLSDS6EG | Canada | CAD | MOLD,CABLE, TO BUS/LUG,HO | 586.79 | EA | 0
561155 | Canada | CAD | BLOCK,SPLICE,400A,1000V | 124.49 | EA | 0
RC100 | Canada | CAD | CLAMP,REBAR,COND 8-4/0, | 111.16 | EA | 0
LQJEH2QM | Canada | CAD | MOLD,CABLE TO BUS/LUG,VER | 925.44 | EA | 0
47858140AEP | Canada | CAD | ROD,GRD,5/8,CU PLATED,15 | 139.8 | EA | 0
EGBA38218EET | Canada | CAD | BAR,GRD BUS,3/8 X 2 X 18 | 193.09 | EA | 0
DT215011R | Canada | CAD | TYPE 2, 150V, 1 1 | 218.75 | EA | 0
503410 | Canada | CAD | ROUND BRAID RTCBI 15-16 | 34.46 | MR | 0
GC065TH | Canada | CAD | CLAMP,GROUND ROD 5/8-3/4 | 110.33 | EA | 0
EL20CIPS | Canada | CAD | PROTECTOR,THREAD,INTERNAL | 0.24 | EA | 0
ERICORE083T | Canada | CAD | DOWNCONDUCTOR,LIGHTNING, | 15333.59 | EA | 0
PQS100120/208 | Canada | CAD | PROTECTOR,SURGE,PQS100,12 | 3290.52 | EA | 0
B141C | Canada | CAD | SHIM,CU,.013 X 3 IN X 5 I | 17.43 | EA | 0
CAGRP181L | Canada | CAD | MOLD,CABLE TO GRD ROD, | 336.49 | EA | 0
GTC16W3 | Canada | CAD | MOLD,CABLE TO GRD ROD,VER | 276.78 | EA | 0
534027 | Canada | CAD | FLEX ADV2MTC 6X32X1 | 302.48 | EA | 0
534034GE09 | Canada | CAD | FLEXIBAR,ADV,6X40X1MM,GE, | 274.11 | EA | 0
GRC182CW | Canada | CAD | MOLD,CABLE TO GRD ROD,VER | 329.2 | EA | 0
PTC1T1L | Canada | CAD | MOLD,CABLE,HORZ THRU PARA | 276.78 | EA | 0
HAA1H2 | Canada | CAD | MOLD,CABLE TO HORZ STL,HO | 168.64 | EA | 0
EGBA14248EE | Canada | CAD | BAR,GRD BUS,1/4 X 2 X 48 | 291.75 | EA | 0
PBC12J9 | Canada | CAD | BOND,RAIL C,2/0 RLAY 9 LO | 52.51 | EA | 0
B540C287 | Canada | CAD | STRIP,BUS,DETAIL,1/16X1X | 78.68 | EA | 0
GRP181L | Canada | CAD | MOLD,CABLE TO GRD ROD,VER | 304.2 | EA | 0
A811G20F100 | Canada | CAD | STOCK,BAR,CU,20GA X 4 IN | 1745.34 | EA | 0
EGBA12424BBT | Canada | CAD | BAR,GRD BUS,1/2 X 4 X 24 | 861.33 | EA | 0
LC16B12D | Canada | CAD | SLEEVE,B12 SERIES,12/16MM | 76.81 | EA | 0
TAC9F2B | Canada | CAD | MOLD,CABLE,HORZ TEE | 276.78 | EA | 0
GTC14Y4 | Canada | CAD | MOLD,CABLE TO GRD ROD,VER | 276.78 | EA | 0
PB13ST2LLH | Canada | CAD | MOLD,CABLE TO RAIL,HORZ T | 271.52 | EA | 0
B545A02 | Canada | CAD | BRACKET,MOUNTING,3-4 IN B | 9.1 | EA | 0
PB72QT4Y84C | Canada | CAD | MOLD,CABLE TO RAIL,HORZ T | 476.13 | EA | 0
LPC810S | Canada | CAD | HOLDER,CABLE,STAMPED,FING | 3.46 | EA | 0
534056RW35 | Canada | CAD | FLEXIBAR,ADV,6X100X1,RW | 276.46 | EA | 0
LPC244 | Canada | CAD | POINT,CU,5/8IN X 18IN | 119.31 | EA | 0
534037L3M | Canada | CAD | FLEXIBAR,ADV,3X50X1MM,3M, | 633.07 | EA | 0
RJC511L | Canada | CAD | MOLD,CABLE TO REBAR,VERT | 276.78 | EA | 0
534056ABB07 | Canada | CAD | FLEXIBAR,ADV,6X100X1,ABB, | 365.51 | EA | 0
GTC141Y | Canada | CAD | MOLD,CABLE TO GRD ROD,VER | 276.78 | EA | 0
HTCY4 | Canada | CAD | MOLD,CABLE TO HORZ STL,HO | 276.78 | EA | 0
PTCS5S5 | Canada | CAD | MOLD,CABLE, HORZ THRU PAR | 276.78 | EA | 0
PCC1H1H | Canada | CAD | MOLD,CABLE, HORZ TAP PARA | 276.78 | EA | 0
VBCS7V4 | Canada | CAD | MOLD,CABLE TO VERT STL,VE | 276.78 | EA | 0
B2122V40 | Canada | CAD | LUG,BOND,3/16X1,LUG,1HOLE | 157.05 | EA | 0
CAGRP161V | Canada | CAD | MOLD,CABLE TO GRD ROD,VER | 304.14 | EA | 0
GYR187S | Canada | CAD | MOLD,CABLE TO GRD ROD,VER | 376.08 | EA | 0
RB212SC | Canada | CAD | SLEEVE,CAPLUG,#11 X 2 1/2 | 0.5 | EA | 0
PBW2WLH | Canada | CAD | MOLD,RAIL,CABLE HORZ TO W | 105.86 | EA | 0
PLUSCU15L1 | Canada | CAD | IGNITOR,CONTROL UNIT | 503.39 | EA | 0
HAH2L20C | Canada | CAD | MOLD,CABLE TO HORZ STL, | 484.97 | EA | 0
PTC1D2G | Canada | CAD | MOLD,CABLE,HORZ THRU VERT | 276.78 | EA | 0
EL28D6MG | Canada | CAD | COUPLER,LENTON TERMINATOR | 49.81 | EA | 0
S1V30M | Canada | CAD | MOLD,HV CABLE SPLICE,HORZ | 383.73 | EA | 0
RBW664 | Canada | CAD | FRAME,ASSY,POURING | 333.18 | EA | 0
HSC2VW | Canada | CAD | MOLD,CABLE TO HORZ STL,HO | 302.99 | EA | 0
563619 | Canada | CAD | BRAID,SHUNT,INSULATED, | 11.82 | EA | 0
ACT403 | Canada | CAD | MOLD,SEALER,CADWELD,2 LB | 271.52 | EA | 0
VBC1C | Canada | CAD | MOLD,CABLE TO VERT STL,CA | 276.78 | EA | 0
VSC2JV3.50 | Canada | CAD | MOLD,CABLE TO VERT STL,45 | 276.78 | EA | 0
557150 | Canada | CAD | BRAID,CU,PLAIN,25 M LG, | 74.04 | MR | 0
716662 | Canada | CAD | LUG,CABLE,CU,RKS185/12 | 33.79 | EA | 0
534023EA01 | Canada | CAD | FLEXIBAR,ADV,2X32X1,EA | 130.69 | EA | 0
ESB8 | Canada | CAD | CONNECTOR,SPLIT BOLT,SIL | 3.3 | EA | 0
LPC55158 | Canada | CAD | LUG,CU,CAST,BONDING,5/8IN | 23.61 | EA | 0
SGT24010R | Canada | CAD | SPARK GAP TYPE 2, 40 KA, | 198.42 | EA | 0
631350FS01 | Canada | CAD | ROD,GRD,1/2X1500MM,CU BON | 29.51 | EA | 0
PB13NC181L | Canada | CAD | MOLD,CABLE TO GRD ROD,HOR | 271.52 | EA | 0
LAC1LEE | Canada | CAD | MOLD,CABLE TO BUS/LUG,HOR | 276.78 | EA | 0
EGBA14448RR | Canada | CAD | BUSBAR,GRD,CU,1/4X4X48,RR | 721.5 | EA | 0
XLPTC2Q1H | Canada | CAD | MOLD,CABLE, HORZ THRU PAR | 328.55 | EA | 0
S1V34 | Canada | CAD | MOLD,HV CABLE SPLICE,HORZ | 558 | EA | 0
LPA103IN0500.0L | Canada | CAD | CABLE, AL, SMOOTH WEAVE, | 7727.27 | EA | 0
SRGBC026 | Canada | CAD | GRID,SRG,8 X 26,26 GAGEX2 | 1955.86 | EA | 0
GRP331K | Canada | CAD | MOLD,CABLE TO GRD ROD, | 304.2 | EA | 0
BWCEAJ | Canada | CAD | MOLD,BUS/LUG TO VERT STL, | 276.78 | EA | 0
GYR182G | Canada | CAD | MOLD,CABLE TO GRD ROD,VER | 376.08 | EA | 0
GTC332Q | Canada | CAD | MOLD,CABLE TO GRD ROD,VER | 276.78 | EA | 0
EGBA12424NN | Canada | CAD | BAR,GRD BUS,1/2 X 4 X 24 | 585 | EA | 0
EL38P9 | Canada | CAD | COUPLER,LENTON POSITION,# | 146.73 | EA | 0
SBB200100 | Canada | CAD | MOLD,PAIR,WEB BOND, 3/16X | 193.21 | EA | 0
545955 | Canada | CAD | PUNCH,BOLT, 3/8IN, 5/16 | 183 | EA | 0
534022LAM14 | Canada | CAD | FLEXIBAR,ADV,10X24X1,LAM, | 689.01 | EA | 0
RBWS2401M | Canada | CAD | BASIN,POURING,#18 VARIABL | 466.54 | EA | 0
563460 | Canada | CAD | BRAID,PREFAB,300X28X5MM, | 24.79 | EA | 0
CATVF | Canada | CAD | DIVERTER,SURGE,F-TYPE COA | 197.54 | EA | 0
635883HA01UL | Canada | CAD | ROD,GRD,5/8X8,CU CLAD,13 | 57.9 | EA | 0
SVR8D2Q | Canada | CAD | MOLD,CABLE,VERT SPLICE | 376.08 | EA | 0
EL16D6SS | Canada | CAD | COUPLER,LENTON TERMINATOR | 74.99 | EA | 0
PB10SS3B3D001 | Canada | CAD | MOLD,CABLE,HORZ SPLICE | 199.84 | EA | 0
HDXBV2V2V | Canada | CAD | MOLD,CABLE,HORZ X LAPPED | 1215.58 | EA | 0
534443PDI01 | Canada | CAD | BRAID,CU,ASSY,CUSTOM,1.26 | 49.84 | EA | 0
BMCFALFAL | Canada | CAD | MOLD,BUS BAR,HORZ TEE | 276.78 | EA | 0
PTCY8Y6 | Canada | CAD | MOLD,CABLE,HORZ THRU PARA | 276.78 | EA | 0
SBXST6D | Canada | CAD | WELDER,HEAD BOND,3/16X9 3 | 494.53 | EA | 0
SBB364K1 | Canada | CAD | PULLEY,GRIND SHAFT | 207.21 | EA | 0
534019STK09 | Canada | CAD | FLEXIBAR,ADV,5X24X1MM,STK | 104.53 | EA | 0
LACY4CAL | Canada | CAD | MOLD,CABLE TO BUS/LUG,HOR | 276.78 | EA | 0
TACS5S5 | Canada | CAD | MOLD,CABLE,HORZ TEE | 276.78 | EA | 0
534040SI03 | Canada | CAD | FLEXIBAR,ADV,6X50X1MM,SI, | 263.54 | EA | 0
558652 | Canada | CAD | BRAID,SHUNT,INSULATED,IBS | 22.46 | EA | 0
VTC1H4 | Canada | CAD | MOLD,CABLE TO VERT STL,HO | 276.78 | EA | 0
554750 | Canada | CAD | POLY,SLEEVE,100 M,BLACK, | 1.55 | MR | 0
PB20TA2Q1H | Canada | CAD | MOLD,CABLE,HORZ TEE | 199.84 | EA | 0
EGBA14408BB | Canada | CAD | BAR,GRD BUS,1/4 X 4 X 08 | 137.8 | EA | 0
534020FW01 | Canada | CAD | FLEXIBAR,ADV,6X24X1MM,FW, | 293.62 | EA | 0
LPG35158 | Canada | CAD | BRACE,GALV STEEL,TRIPOD | 117.91 | EA | 0
RBW73914V | Canada | CAD | INSTALLATION KIT,EQUIP,#1 | 1920.58 | EA | 0
P106F20ETN | Canada | CAD | WELD METAL, CADWELD, F20 | 92.42 | EA | 0
LC22S2ESD | Canada | CAD | SLEEVE,S2 SERIES,EPOXY | 174.77 | EA | 0
PTC2L1K | Canada | CAD | MOLD,CABLE, HORZ THRU PAR | 276.78 | EA | 0
PQD1202PA | Canada | CAD | TDS50120/240A | 481.79 | EA | 0
EGBA14418NN | Canada | CAD | BAR,GRD BUS,1/4 X 4 X 18, | 280.8 | EA | 0
EDT275020R | Canada | CAD | ENHANCED TYPE 2, 750V, 20 | 221.01 | EA | 0
LU57TFT12D | Canada | CAD | LENTON ULTIMATE,FEMALE, | 118.38 | EA | 0
RJC522L | Canada | CAD | MOLD,CABLE TO REBAR,VERT | 276.78 | EA | 0
545806 | Canada | CAD | DIE,TOOL,9MM | 194.51 | EA | 0
B160VT | Canada | CAD | CLAMP,PIPE,VERT / L160 | 418.85 | EA | 0
F37-03-05 | Canada | CAD | TSF20A120V | 777.05 | EA | 0
SBG15002 | Canada | CAD | GUARD,GRINDER,SIDE PULLEY | 90.73 | EA | 0
UTB15DPM | Canada | CAD | PROTECTOR,SURGE,UTB REPLA | 186.85 | EA | 0
EGBA14412BDT2LK | Canada | CAD | BUSBAR,GRD,CU,1/4X4X12,BD | 351.26 | EA | 0
EGBA14618RRT | Canada | CAD | BAR,GRD BUS,1/4 X 6 X 18 | 756.13 | EA | 0
HDTAC2G1L | Canada | CAD | MOLD,CABLE,HORZ TEE | 276.78 | EA | 0
555538 | Canada | CAD | BRAID,CU,TINNED,CUSTOM, | 79.05 | EA | 0
TACY0Y2 | Canada | CAD | MOLD,CABLE,HORZ TEE | 276.78 | EA | 0
P100F20ETN | Canada | CAD | WELD METAL, CADWELD, F20 | 30.86 | EA | 0
LPA34758 | Canada | CAD | BASE,AL,CAST,HALF SADDLE, | 62.17 | EA | 0
T315A | Canada | CAD | TOOL,KIT | 886.05 | EA | 0
RCE591V | Canada | CAD | MOLD,CABLE TO REBAR,VERT | 775.14 | EA | 0
RBT1011101HB | Canada | CAD | MATERIAL,FILLER,#10/#11 H | 68.41 | EA | 0
LPA30458 | Canada | CAD | PLATE,STAMPED,AIR TERMINA | 29.6 | EA | 0
LPC628L38 | Canada | CAD | ADAPTER,CU,THRU-ROOF, | 98.77 | EA | 0
CAHAAW2M | Canada | CAD | MOLD,CABLE TO HORZ STL,HO | 168.64 | EA | 0
EL43TC3JQ | Canada | CAD | COUPLER,LENTON,HALF,C3J, | 109.68 | EA | 0
508104 | Canada | CAD | BRACKET, FLEXBUS, KIT, | 174.9 | EA | 0
EL2220A12 | Canada | CAD | COUPLER,LENTON,A12,#7-#6 | 58.33 | EA | 0
SBS8LINSORG | Canada | CAD | BOND STRAND,INSUL,S8,3/16 | 3.25 | EA | 0
RRA541G | Canada | CAD | MOLD,CABLE TO REBAR,HORZ | 168.64 | EA | 0
534002 | Canada | CAD | FLEX ADV2MTC 6X9X0,8 | 119.54 | EA | 0
VGCY6 | Canada | CAD | MOLD,CABLE TO VERT STL, | 276.78 | EA | 0
GYE372G | Canada | CAD | MOLD,CABLE TO GRD ROD,VER | 775.14 | EA | 0
TAD3X3X | Canada | CAD | MOLD,CABLE,HORZ TEE | 586.79 | EA | 0
LKT14STHD | Canada | CAD | COUPLER,LENTON,INTERLOK | 250.8 | EA | 0
EGBA12612NN | Canada | CAD | BAR,GRD BUS,1/2 X 6 X 12 | 358.8 | EA | 0
503205 | Canada | CAD | BRAID,TINNED,FLAT,15-120 | 1.04 | EA | 0
LPA101CTO | Canada | CAD | CABLE,AL,SMOOTH WEAVE,26 | 2.81 | EA | 0
GRC312G | Canada | CAD | MOLD,CABLE TO GRD ROD,VER | 276.78 | EA | 0
SBXST7D | Canada | CAD | WELDER,HEAD,BOND 3/16 XS, | 535.63 | EA | 0
FLXPABB0003 | Canada | CAD | FLEXIBAR,ADV,5X100X1,ABB, | 244.89 | EA | 0
EL43TS4 | Canada | CAD | COUPLER,LENTON,STRAIGHT, | 106.58 | EA | 0
534056ABB17 | Canada | CAD | FLEXIBAR,ADV,6X100X1,ABB, | 234.55 | EA | 0
LPA31558 | Canada | CAD | BASE,AL,STRAP 5/8IN POINT | 61.88 | EA | 0
TAC2G1B | Canada | CAD | MOLD,CABLE,HORZ TEE | 276.78 | EA | 0
LPC243LST | Canada | CAD | POINT,CU,BLUNT TINNED, 5/ | 85.71 | EA | 0
510180 | Canada | CAD | BRAID,CU,TINNED,25 M LG,5 | 17.59 | MR | 0
631360 | Canada | CAD | ROD,GRD,1/2X6,SEC,CU BOND | 38.42 | EA | 0
534419 | Canada | CAD | IBSB ADV 70-830-8-10 | 71.05 | EA | 0
EL36C3SWN | Canada | CAD | COUPLER,LENTON,SPECIAL | 118.06 | EA | 0
A927F024 | Canada | CAD | SCREW,HEX HEAD CAP,5/16-1 | 0.25 | EA | 0
FLXPKOM0004 | Canada | CAD | FLEXIBAR,ADV,6X40X1MM,KOM | 273.819 | EA | 0
LL36S1 | Canada | CAD | LENTON LOCK,S-SERIES, | 147.04 | EA | 0
568611 | Canada | CAD | BUSBAR,BRASS,NEUTRAL,EB12 | 9.36 | EA | 0
TMGBF24L33P | Canada | CAD | BUSBAR,CU,1/4X2X24IN,TMGB | 475.8 | EA | 0
VNC1HLH | Canada | CAD | MOLD,CABLE TO VERT STL,HO | 276.78 | EA | 0
TAC2G2P | Canada | CAD | MOLD,CABLE,HORZ TEE | 276.78 | EA | 0
HTC2C4 | Canada | CAD | MOLD,CABLE TO HORZ STL,HO | 276.78 | EA | 0
LPC755 | Canada | CAD | PLATE,CU,GROUND,20AWG, | 797.19 | EA | 0
563360 | Canada | CAD | BRAID,TINNED,200X28X2.5MM | 14.04 | EA | 0
B102EEOL | Canada | CAD | LUG,CU,1/4 X 1 W/2-9/16 H | 39.53 | EA | 0
PBWT2011 | Canada | CAD | WELDER ASSY,RAIL,PAIR, | 903.29 | EA | 0
EL22A22 | Canada | CAD | COUPLER,LENTON,STANDARD, | 29.21 | EA | 0
VBC2VV2.50 | Canada | CAD | MOLD,CABLE TO VERT STL,VE | 276.78 | EA | 0
DT255010R | Canada | CAD | TYPE 2, 550V, 1 0 | 110.33 | EA | 0
EL2516A2MG | Canada | CAD | COUPLER,LENTON STANDARD,# | 98.66 | EA | 0
PTCT1T1 | Canada | CAD | MOLD,CABLE, HORZ THRU PAR | 276.78 | EA | 0
LPC312L12 | Canada | CAD | BASE,STRAP,TERMINAL,AIR | 96.12 | EA | 0
508023 | Canada | CAD | BRAID,FLEXIBLE, | 795.76 | EA | 0
90F80 | Canada | CAD | WELD METAL,CADWELD,F80 | 29.8 | EA | 0
TAC2Q9EW | Canada | CAD | MOLD,CABLE,HORZ TEE | 355.41 | EA | 0
CAVST1V | Canada | CAD | MOLD,CABLE TO VERT STL,45 | 269.61 | EA | 0
LPC103IN0067.0 | Canada | CAD | CABLE,CU,SMOOTH WEAVE, | 3258.67 | EA | 0
EGBA14421RR | Canada | CAD | BUSBAR,GRD,CU,1/4X4X21,RR | 323.7 | EA | 0
615860CNELEP | Canada | CAD | GR ROD,NOM5/8INX6FT,NOM | 40.26 | EA | 0
EBGP | Canada | CAD | GROUNDING,PLATE,BARE,10X | 132.16 | EA | 0
ECRV123Q4U | Canada | CAD | GROUND ROD,ASSY,KIT,12 FT | 1887.96 | EA | 0
MBB32 | Canada | CAD | BLANK,MOLD,Q PRICE 250300 | 294.09 | EA | 0
534026L3MP | Canada | CAD | FLEXIBAR,BUSBAR,MTO, | 99999.99 | EA | 0
VBC9A | Canada | CAD | MOLD,CABLE TO VERT STL,VE | 276.78 | EA | 0
VNC2FLH | Canada | CAD | MOLD,CABLE TO VERT STL,HO | 276.78 | EA | 0
568719 | Canada | CAD | EARTHBAR EBD20AL | 4.16 | EA | 0
SES200120/240 | Canada | CAD | PROTECTOR,SURGE,120/240V | 6518.8 | EA | 0
CAFCA1L8 | Canada | CAD | MOLD,CABLE, TO HORZ C.I.P | 168.64 | EA | 0
SVR2Q8D | Canada | CAD | MOLD,CABLE,VERT SPLICE | 376.08 | EA | 0
LJCFALY5 | Canada | CAD | MOLD,CABLE TO BUS/LUG,HOR | 276.78 | EA | 0
635880ESB | Canada | CAD | GR ROD,SEC,CU-BOND, | 54.47 | EA | 0
EL50T40A12 | Canada | CAD | COUPLER,LENTON,A12,50MM- | 89.53 | EA | 0
GPECCAM036 | Canada | CAD | ELECTRODE,GRD PLATE,1/32 | 434.97 | EA | 0
549620 | Canada | CAD | BUSBAR,CU,63X2000MM | 603.58 | EA | 0
VBCSD | Canada | CAD | MOLD,CABLE TO VERT STL,VE | 276.78 | EA | 0
LPA510 | Canada | CAD | SPLICE,AL,CAST,CABLE, | 33.66 | EA | 0
VSC9D | Canada | CAD | MOLD,CABLE TO VERT STL,45 | 276.78 | EA | 0
CAGTP161H | Canada | CAD | MOLD,CABLE TO GRD ROD,VER | 304.14 | EA | 0
LPC2945M2M | Canada | CAD | ADAPTER,CU,COUPL.,5/8IN | 25.87 | EA | 0
534024 | Canada | CAD | FLEX ADV2MTC 3X32X1 | 171.9 | EA | 0
VSC2GV6 | Canada | CAD | MOLD,CABLE TO VERT STL,45 | 276.78 | EA | 0
VFF3QV6 | Canada | CAD | MOLD,CABLE TO VERT STL,VE | 659.46 | EA | 0
716074 | Canada | CAD | DRILL,ADAPT,SOLID 8-12MM | 60.32 | EA | 0
RJE602G | Canada | CAD | MOLD,CABLE TO REBAR,VERT | 775.14 | EA | 0
INTCPTSIIER2 | Canada | CAD | ADAPTER, SII TO ER2 MAST | 128.35 | EA | 0
B104JK002 | Canada | CAD | LUG,BOND,1/2 X 4-1/2 X | 254.84 | EA | 0
PBBATTING.25 | Canada | CAD | BATTING,MOLD,1/4X24X50 #6 | 199.84 | EA | 0
508183 | Canada | CAD | COPPER, FLEXPLATE 100PE, | 113.26 | EA | 0
90PLUSF20 | Canada | CAD | CADWELD PLUS,#90,F20 | 22.97 | EA | 0
TAC3A2C | Canada | CAD | MOLD,CABLE,HORZ TEE | 276.78 | EA | 0
VSC2GV21C | Canada | CAD | MOLD,CABLE TO VERT STL,45 | 276.78 | EA | 0
556750 | Canada | CAD | BRAID,EARTH | 10.87 | EA | 0
22107003 | Canada | CAD | HASP, AL NEMA 12 IN | 0.88 | EA | 0
RB45SB14075RHH | Canada | CAD | BASIN,POURING,#14 45 DEG | 712.14 | EA | 0
534010ABB13 | Canada | CAD | FLEXIBAR,ADV,2X20X1MM,ABB | 109.85 | EA | 0
LAC3QEH | Canada | CAD | MOLD,CABLE TO BUS/LUG,HOR | 276.78 | EA | 0
VVR2QV16 | Canada | CAD | MOLD,CABLE TO VERT 14 STL | 376.08 | EA | 0
510500 | Canada | CAD | BRAID,ROUND,CLR INSULATE, | 26.65 | MR | 0
PHR2G1V | Canada | CAD | MOLD,CABLE, VERT THRU PAR | 376.08 | EA | 0
534034GE55 | Canada | CAD | FLEXIBAR,ADV,6X40X1MM,GE, | 381.78 | EA | 0
GRT331G | Canada | CAD | MOLD,CABLE TO GRD ROD,VER | 269.61 | EA | 0
RRH572G | Canada | CAD | MOLD,CABLE TO REBAR,HORZ | 484.97 | EA | 0
615860EEQ | Canada | CAD | ROD,GRD,5/8X6,CU CLAD,10 | 38 | EA | 0
PB13ST2L171CRRH | Canada | CAD | MOLD,CABLE TO RAIL, HORZ | 271.52 | EA | 0
PB20LJEG2G | Canada | CAD | MOLD,CABLE TO BUS/LUG,HOR | 199.84 | EA | 0
TAC9F3Q | Canada | CAD | MOLD,CABLE,HORZ TEE | 276.78 | EA | 0
PB63SC4L3S | Canada | CAD | MOLD,CABLE,HORZ SPLICE SI | 476.13 | EA | 0
HAA1L7CM | Canada | CAD | MOLD,CABLE TO HORZ STL,HO | 119.87 | EA | 0
A929A098 | Canada | CAD | WASHER,FLAT,3/8 BRONZE | 1.31 | EA | 0
TAC9D9DW | Canada | CAD | MOLD,CABLE,HORZ TEE | 355.41 | EA | 0
EL43TA2SS | Canada | CAD | COUPLER,LENTON,STANDARD, | 398.91 | EA | 0
B13731 | Canada | CAD | DRIVE,ROD,SLEEVE 5/8 STL | 178.84 | EA | 0
PB500PLUSF80 | Canada | CAD | CADWELD PLUS,#500,F80 | 63.84 | EA | 0
PQDS1110B208 | Canada | CAD | PQDS-3-2P-208V, FSPS1110B | 1977.61 | EA | 0
SBM275E2A | Canada | CAD | FRAME,PART,BENT BASE | 7.68 | EA | 0
EL22D6MG | Canada | CAD | COUPLER,LENTON TERMINATOR | 32.56 | EA | 0
LPC2823F2M | Canada | CAD | ADAPTER,CU,SWIVEL,3/8IN | 56.91 | EA | 0
534010GE06 | Canada | CAD | FLEXIBAR,ADV,2X20X1MM,GE, | 89.48 | EA | 0
A239HD2S242Q5RH | Canada | CAD | CLAMP,FENCE,4/0 FLEX,4/0 | 635.4 | EA | 0
SSC2Q9G | Canada | CAD | MOLD,CABLE,HORZ SPLICE | 276.78 | EA | 0
EGBC14416AA | Canada | CAD | BAR,ASSY,GRD BUS,1/4 X 4 | 228.8 | EA | 0
RBW39914 | Canada | CAD | ADAPTER,SPEED SLEEVE,#14 | 14 | EA | 0
B323N2 | Canada | CAD | FRAME,ASSY,MAGNETIC HOLD | 284.41 | EA | 0
EHL12FC1V | Canada | CAD | CONNECTOR,COMPRESSION,CU, | 30.24 | EA | 0
LC36B12D | Canada | CAD | SLEEVE,B12 SERIES,36MM, | 318.24 | EA | 0
RHC531L | Canada | CAD | MOLD,CABLE TO REBAR,HORZ | 276.78 | EA | 0
EL32D6ES | Canada | CAD | COUPLER,LENTON TERMINATOR | 35.79 | EA | 0
BBCPAK | Canada | CAD | MOLD,BUS BAR,HORZ SPLICE | 276.78 | EA | 0
A800A02F | Canada | CAD | CABLE,CU,BARE,#2 CONC,7 S | 4.46 | EA | 0
EL32P9 | Canada | CAD | COUPLER,LENTON POSITION,# | 114.14 | EA | 0
VBC9EV4 | Canada | CAD | MOLD,CABLE TO VERT STL,VE | 276.78 | EA | 0
HDPTC2Q2QW | Canada | CAD | MOLD,CABLE, HORZ THRU PAR | 329.2 | EA | 0
LPC33938 | Canada | CAD | BASE,CU,CAST, CONE, | 52.43 | EA | 0
LPC235BST | Canada | CAD | POINT,CU,5/8X24IN,1/2THR | 46.67 | EA | 0
534025CSC02 | Canada | CAD | FLEXIBAR,ADV,4X32X1MM,CS | 102.84 | EA | 0
EGBA14212HHT | Canada | CAD | BAR,GRD BUS,1/4 X 2 X 12 | 163.8 | EA | 0
GRC311T | Canada | CAD | MOLD,CABLE TO GRD ROD,VER | 276.78 | EA | 0
ML951C | Canada | CAD | NIPPLE,CLOSE,3/8 ,HIGH PR | 25.99 | EA | 0
SSPD1P1M480 | Canada | CAD | SSPD, SINGLE PHASE, | 343.19 | EA | 0
VTC2GV3C | Canada | CAD | MOLD,CABLE TO VERT STL,HO | 276.78 | EA | 0
VNC9DLH1.25 | Canada | CAD | MOLD,CABLE TO VERT STL,HO | 276.78 | EA | 0
LACY6EAL | Canada | CAD | MOLD,CABLE TO BUS/LUG,HOR | 276.78 | EA | 0
MBF01B | Canada | CAD | MOLD,BLANK,1.75X2X2.88 | 659.46 | EA | 0
RCPY6M | Canada | CAD | MOLD,CABLE TO REBAR,VERT | 304.2 | EA | 0
EGBA14836CC | Canada | CAD | BAR,GRD BUS,1/4 X 8 X 36 | 842.4 | EA | 0
GLCEG2G | Canada | CAD | MOLD,CABLE TO LUG,HORZ SP | 276.78 | EA | 0
VFR2P | Canada | CAD | MOLD,CABLE TO VERT STL,VE | 376.08 | EA | 0
553150 | Canada | CAD | CONNECTING BAR CB 7X16 | 8.27 | EA | 0
SES400277/480 | Canada | CAD | PROTECTOR,SURGE,277/480V | 9999.99 | EA | 0
SBA252S2 | Canada | CAD | CLIP,RETAINER,TRACK CIRCU | 16.19 | EA | 0
EGBA14324EC | Canada | CAD | BAR,GRD BUS,1/4 X 3 X 24 | 304.2 | EA | 0
PCLB159.5 | Canada | CAD | PYRAMID, LOCKHEED, #5, | 15271.67 | EA | 0
SPDS300277/480 | Canada | CAD | PROTECTOR,SURGE,TDX300S,3 | 4977.09 | EA | 0
LPC628A12 | Canada | CAD | ADAPTER,CU,THRU-ROOF, | 129.49 | EA | 0
SBPAC3B12 | Canada | CAD | CONNECTOR,PLUG TRACK,#6 X | 10.61 | EA | 0
HDSSD4L | Canada | CAD | MOLD,CABLE,HORZ SPLICE | 586.79 | EA | 0
RDC531K | Canada | CAD | MOLD,CABLE TO REBAR,HORZ | 276.78 | EA | 0
RHS4PM8 | Canada | CAD | RAIL,PASTE,THERMAL VIRGIN | 104.39 | EA | 0
557260IR02 | Canada | CAD | BRAID,CU,TINNED,CUSTOM, | 61.2 | EA | 0
CAFCA1V10 | Canada | CAD | MOLD,CABLE,TO HORZ C.I.PI | 168.64 | EA | 0
564900 | Canada | CAD | BRAID,SHUNT,POWER,TINNED, | 1537.45 | EA | 0
GLCDE2V | Canada | CAD | MOLD,CABLE TO LUG,HORZ SP | 276.78 | EA | 0
GTC169H | Canada | CAD | MOLD,CABLE TO GRD ROD,VER | 276.78 | EA | 0
TCF3Q3Q | Canada | CAD | MOLD,CABLE,VERT TEE HORZ | 659.46 | EA | 0
B2516C | Canada | CAD | HINGE ASSY,HOLDER,GRAPHIT | 34.41 | EA | 0
EGBA14312LLT | Canada | CAD | BAR,GRD BUS,1/4 X 3 X 12 | 189.32 | EA | 0
TLR2Q1V | Canada | CAD | MOLD,CABLE,VERT TEE VERT | 376.08 | EA | 0
SGT15010 | Canada | CAD | SPARK GAP TYPE 1, 50KA, | 447.36 | EA | 0
PSD5J | Canada | CAD | MOLD,CABLE,PULL SPLICE | 586.79 | EA | 0
RCPY6 | Canada | CAD | MOLD,CABLE TO REBAR,VERT | 304.14 | EA | 0
TAC1H1H | Canada | CAD | MOLD,CABLE,HORZ TEE | 276.78 | EA | 0
RBT10911 | Canada | CAD | SPLICE,KIT,#10 -1 CADWE | 241.63 | EA | 0
561210 | Canada | CAD | CONNECTOR,CLAMP,FLEXIBAR, | 21.91 | EA | 0
SES200120/208CM | Canada | CAD | PROTECTOR,SURGE,120/208V3 | 9717.85 | EA | 0
ERJEHEH | Canada | CAD | MOLD,BUS BAR,HORZ ELL ON | 1147.17 | EA | 0
TAC2V1G | Canada | CAD | MOLD,CABLE,HORZ TEE | 276.78 | EA | 0
510300 | Canada | CAD | BRAID,FLAT,TINNED,TPCEI16 | 39.07 | MR | 0
LPC229BST144 | Canada | CAD | POINT,CU,BLUNT BARE,1/2IN | 362.14 | EA | 0
LPA29612A | Canada | CAD | TERMINAL,AIR,EXTENSION,PA | 14.94 | EA | 0
683400FS | Canada | CAD | ROD,GROUND,304SS,3/4X10FS | 149.06 | EA | 0
VSC9JV4 | Canada | CAD | MOLD,CABLE TO VERT STL,45 | 276.78 | EA | 0
T320P50 | Canada | CAD | IGNITOR,FLINT,PKG QTY 50 | 1210.09 | EA | 0
VSC1TV1.50 | Canada | CAD | MOLD,CABLE TO VERT STL,45 | 276.78 | EA | 0
LK9PKG | Canada | CAD | COUPLER,LENTON INTERLOK, | 94.63 | EA | 0
FLXPHDQ0010 | Canada | CAD | FLEXIBAR,ADV,10X80X1,HDQ, | 324.71 | EA | 0
GSC161T | Canada | CAD | MOLD,CABLE TO GRD ROD,HOR | 276.78 | EA | 0
SB32 | Canada | CAD | WELD METAL,CADWELD RAIL S | 4.51 | EA | 0
534053RW18 | Canada | CAD | FLEXIBAR,ADV,10X80X1,RW | 458.64 | EA | 0
534023ABBI01 | Canada | CAD | FLEXIBAR,ADV,2X32X1,ABBI | 34.7 | EA | 0
508042 | Canada | CAD | BRAID,FLEXIBLE, | 1402.61 | EA | 0
561630 | Canada | CAD | METAL SPACER M4 X 50 | 2.18 | EA | 0
534010ABB15 | Canada | CAD | FLEXIBAR,ADV,2X20X1MM,ABB | 157.72 | EA | 0
LPC305L58V | Canada | CAD | BASE,CU,HORZ MOUNT,5/8 IN | 87.14 | EA | 0
TAC3Q3Q | Canada | CAD | MOLD,CABLE,HORZ TEE | 276.78 | EA | 0
LPC234BST | Canada | CAD | POINT,CU,5/8X18IN,1/2THR | 36.05 | EA | 0
EL28D6N | Canada | CAD | ANCHOR,LENTON TERMINATOR, | 16.86 | EA | 0
SBGR1181L | Canada | CAD | ONE-SHOT,CABLE TO GRD ROD | 18.14 | EA | 0
PGCY6Y4 | Canada | CAD | MOLD,CABLE, HORZ THRU PAR | 276.78 | EA | 0
TDS150M560 | Canada | CAD | MODULE, TD, 560V, 50KA | 163.35 | EA | 0
FLXPABB0085 | Canada | CAD | FLEXIBAR,ADV,8X63X1MM,ABB | 313.072 | EA | 0
559145 | Canada | CAD | BENDING TOOL | 2275.13 | EA | 0
534026PDI25 | Canada | CAD | FLEXIBAR,ADV,5X32X1MM,PDI | 205.08 | EA | 0
CAS03F | Canada | CAD | SLEEVE,CU,.455 ID X .517 | 3 | EA | 0
PQLA277/4803Y | Canada | CAD | POWERLOGICS, PRIVATE | 302.34 | EA | 0
GLCEG3Q | Canada | CAD | MOLD,CABLE TO LUG,HORZ SP | 276.78 | EA | 0
LPC809 | Canada | CAD | HOLDER,CU,CABLE,CAST | 35.78 | EA | 0
EL25S13 | Canada | CAD | COUPLER,LENTON,STRAIGHT | 55.16 | EA | 0
SES40FP | Canada | CAD | SES40 FLUSH MOUNTING KIT | 100.36 | EA | 0
XLB960A1 | Canada | CAD | FILTER,EXOLON,FIBERFRAX 2 | 1.74 | EA | 0
NCR312Q | Canada | CAD | MOLD,CABLE TO GRD ROD, | 376.08 | EA | 0
EGBA14222EET | Canada | CAD | BAR,GRD BUS,1/4 X 2 X 22 | 280.8 | EA | 0
NCR181Y | Canada | CAD | MOLD,CABLE TO GRD ROD,HOR | 376.08 | EA | 0
ERICORE060T | Canada | CAD | DOWNCONDUCTOR,LIGHTNING, | 11525.29 | EA | 0
RRC532P | Canada | CAD | MOLD,CABLE TO REBAR,HORZ | 276.78 | EA | 0
SBPAC3G12 | Canada | CAD | CONNECTOR,PLUG TRACK,#8 X | 9.61 | EA | 0
FLXPABB0012 | Canada | CAD | FLEXIBAR,ADV,10X50X1,ABB, | 356.749 | EA | 0
GTC161H | Canada | CAD | MOLD,CABLE TO GRD ROD,VER | 276.78 | EA | 0
GTC188G | Canada | CAD | MOLD,CABLE TO GRD ROD,VER | 276.78 | EA | 0
B102GHOLBLK | Canada | CAD | LUG,CU,3/8 X 2 W/2-9/16 H | 109.64 | EA | 0
GTC162LW | Canada | CAD | MOLD,CABLE TO GRD ROD,VER | 355.41 | EA | 0
534060ABB09 | Canada | CAD | FLEXIBAR,ADV,10X120X1,ABB | 1272.48 | EA | 0
557350JET01 | Canada | CAD | BRAID,CU,TINNED,CUSTOM,5 | 692.57 | EA | 0
615880SG01 | Canada | CAD | GROUND ROD,COPPERBONDED,5 | 44.5 | EA | 0
FJ2Q240 | Canada | CAD | JUMPER,SWAGED,4/0 CONC | 700.99 | EA | 0
RCPY3M | Canada | CAD | MOLD,CABLE TO REBAR,VERT | 304.2 | EA | 0
NCR18Y4 | Canada | CAD | MOLD,CABLE TO GRD ROD,HOR | 376.08 | EA | 0
47858640AEP | Canada | CAD | ROD,GRD,5/8,CU PLATED,15 | 149.93 | EA | 0
SSC3Q9F | Canada | CAD | MOLD,CABLE,HORZ SPLICE | 276.78 | EA | 0
GFCP107Y6 | Canada | CAD | MOLD,CABLE TO GRD ROD,HOR | 276.78 | EA | 0
EGBA38212NN | Canada | CAD | BAR,GRD BUS,3/8 X 2 X 12 | 140.4 | EA | 0
GYR152C | Canada | CAD | MOLD,CABLE TO GRD ROD,VER | 376.08 | EA | 0
LPLC436SH | Canada | CAD | BASE,CU,CIRCUIT,LEAD CVRD | 544.9 | EA | 0
SBB2721WS60 | Canada | CAD | SHUNT,HEAD,HARD,3/16 W/OR | 196.42 | EA | 0
HAH2Q20C | Canada | CAD | MOLD,CABLE TO HORZ STL,HO | 484.97 | EA | 0
503210WE02 | Canada | CAD | BRAID,CU,TINNED,CUSTOM,2 | 176.65 | EA | 0
B159M | Canada | CAD | FRAME,CLAMP,MAGNRTIC DOUB | 1266.51 | EA | 0
EGBB14112HH | Canada | CAD | BAR,GRD BUS,1/4 X 1 X 12 | 96.2 | EA | 0
LAC16DE | Canada | CAD | MOLD,CABLE TO BUS/LUG,HOR | 276.78 | EA | 0
549507 | Canada | CAD | KIT,SUPPORT,BUSBAR,CABS | 61.19 | EA | 0
MBF03CCL | Canada | CAD | MOLD,BLANK,2 X 2 X 3 3/4 | 659.46 | EA | 0
LPC252 | Canada | CAD | POINT,CU,TUBULAR,5/8X12IN | 58.44 | EA | 0
E2MULTCUTSOL | Canada | CAD | DRUM,CABLE,ERICORE,MULTI | 62.86 | EA | 0
PBJT52WRH | Canada | CAD | WELDER,BOND,T5,W/PIN | 109.36 | EA | 0
XLLAC1LCE | Canada | CAD | MOLD,CABLE TO BUS/LUG,HOR | 276.78 | EA | 0
CAHAA1YB | Canada | CAD | MOLD,CABLE TO HORZ STL,HO | 168.64 | EA | 0
568710 | Canada | CAD | EARTHBAR EB2AL | 0.98 | EA | 0
GYR162V | Canada | CAD | MOLD,CABLE TO GRD ROD,VER | 376.08 | EA | 0
CAHBA1G8 | Canada | CAD | MOLD,CABLE TO HORZ CAST I | 168.64 | EA | 0
GLTCCS1 | Canada | CAD | MOLD,CABLE TO LUG,HORZ SP | 269.61 | EA | 0
RBWS2648A | Canada | CAD | BASIN,POURING,#7 HORIZONT | 440.8 | EA | 0
S429F4X24 | Canada | CAD | SLEEVE,CU,FLARED,1600/24 | 5.62 | EA | 0
XBCY1Y1 | Canada | CAD | MOLD,CABLE,HORZ X LAPPED | 276.78 | EA | 0
HSC9C | Canada | CAD | MOLD,CABLE TO HORZ STL,HO | 276.78 | EA | 0
RRC538D | Canada | CAD | MOLD,CABLE TO REBAR,HORZ | 276.78 | EA | 0
534027HLC03 | Canada | CAD | FLEXIBAR,ADV,6X32X1MM,HLC | 108.28 | EA | 0
LPC150250 | Canada | CAD | CABLE,CU,MINI SMOOTH | 3.71 | EA | 0
EGBA14420GG | Canada | CAD | BAR,ASSY,GRD BUS,1/4 X 4 | 309.4 | EA | 0
EGBA14618GG | Canada | CAD | BAR,GRD BUS,1/4 X 6 X 18, | 403.2 | EA | 0
534052SI01 | Canada | CAD | FLEXIBAR,ADV,8X80X1MM,SI, | 698.54 | EA | 0
PQDS1100B120 | Canada | CAD | PQDS-2-2P-120/240V, | 1779.53 | EA | 0
LPC152CTO | Canada | CAD | CABLE,CU,MINI SMOOTHWEAVE | 5.69 | EA | 0
508068 | Canada | CAD | BRAID,FLEXIBLE, | 4862.86 | EA | 0
PTC8C2Q | Canada | CAD | MOLD,CABLE,HORZ THRU PARA | 276.78 | EA | 0
RDH552Q | Canada | CAD | MOLD,CABLE TO REBAR,HORZ | 484.97 | EA | 0
534040EA01 | Canada | CAD | FLEXIBAR,ADV,6X50X1MM, | 524.17 | EA | 0
TAC9F9F | Canada | CAD | MOLD,CABLE,HORZ TEE | 276.78 | EA | 0
EGBA14420MM | Canada | CAD | BAR ASSY,GRD BUS,1/4X4X20 | 309.4 | EA | 0
EGBA14436CB | Canada | CAD | BAR,GRD,1/4 X 4 X 36 LG, | 538.2 | EA | 0
A932C010 | Canada | CAD | RING,RETAINING,EXTERNAL,2 | 1.24 | EA | 0
VSC2LV4 | Canada | CAD | MOLD,CABLE TO VERT STL,45 | 276.78 | EA | 0
PLUSCU2RLD15 | Canada | CAD | CADWELD PLUS GEN 2 REPL | 167.67 | EA | 0
RDM522C | Canada | CAD | MOLD,CABLE TO REBAR,HORZ | 844.84 | EA | 0
NCR332Q | Canada | CAD | MOLD,CABLE TO GRD ROD,HOR | 376.08 | EA | 0
611353 | Canada | CAD | ROD,GRD,1/2X5,CU BONDED | 35.28 | EA | 0
PTD3H3Q | Canada | CAD | MOLD,CABLE, HORZ THRU PAR | 586.79 | EA | 0
PQDM1000Y277 | Canada | CAD | PQDM-1-3Y-277/480V, FSPM1 | 3066.49 | EA | 0
VSC9KV8 | Canada | CAD | MOLD,CABLE TO VERT STL,45 | 276.78 | EA | 0
554322 | Canada | CAD | BRAID,EARTH,SS,35MM2,CPI | 24.18 | EA | 0
HDGRC162Q | Canada | CAD | MOLD,CABLE TO GRD ROD,VER | 276.78 | EA | 0
TAC2C2CW | Canada | CAD | MOLD,CABLE,HORZ TEE | 355.41 | EA | 0
554401B | Canada | CAD | BRAID,SS,LUG,50MM2,BULK | 92.18 | EA | 0
556910 | Canada | CAD | BRAID,PREFAB,200X6MM/SQ, | 3.85 | EA | 0
XACY6Y4 | Canada | CAD | MOLD,CABLE,HORZ X SAME PL | 276.78 | EA | 0
SBRT1029068P | Canada | CAD | BUSHING,STRIP,#9 SOLID X | 71.46 | EA | 0
534433 | Canada | CAD | IBSB ADV 120-830-10 | 118.01 | EA | 0
HDPTD3A9FW | Canada | CAD | MOLD,CABLE, HORZ THRU PAR | 639.21 | EA | 0
EGBC14312NN | Canada | CAD | BAR,GRD BUS,1/4 X 3 X 12 | 140.4 | EA | 0
SBS7MTINS | Canada | CAD | BOND STRAND,SIGNAL,INS,S7 | 1.92 | EA | 0
LPC66518 | Canada | CAD | CONNECTION,THRU,ROOF,W/PV | 248.24 | EA | 0
CAFCA1L16 | Canada | CAD | MOLD,CABLE,TO HORZ C.I.PI | 168.64 | EA | 0
GR1181G | Canada | CAD | ONE-SHOT,CABLE TO GRD ROD | 27.21 | EA | 0
LACS7DE | Canada | CAD | MOLD,CABLE TO BUS/LUG,HOR | 276.78 | EA | 0
534056ABB10 | Canada | CAD | FLEXIBAR,ADV,6X100X1,ABB, | 633.95 | EA | 0
557630 | Canada | CAD | BRAID,CU,TINNED,.15MM DIA | 11.88 | MR | 0
PTC2Q2V | Canada | CAD | MOLD,CABLE, HORZ THRU PAR | 276.78 | EA | 0
XLLJCGG2Q | Canada | CAD | MOLD,CABLE TO BUS/LUG,HOR | 276.78 | EA | 0
FLXPKOM0003 | Canada | CAD | FLEXIBAR,ADV,6X40X1MM,KOM | 277.495 | EA | 0
MBA07CCL | Canada | CAD | MOLD,BLANK,2 1/2 X 3 X 6 | 201.42 | EA | 0
PB13ST3DRH | Canada | CAD | MOLD,CABLE TO RAIL,HORZ | 271.52 | EA | 0
PBB23201 | Canada | CAD | CRUCIBLE,MOLD,W/2 TAP | 906.82 | EA | 0
B101EG | Canada | CAD | LUG,CU,1/4 X 1 1/2 W/1-11 | 28.28 | EA | 0
RRH552LM | Canada | CAD | MOLD,CABLE TO REBAR,HORZ | 369.97 | EA | 0
CAHCA2GA | Canada | CAD | MOLD,CABLE TO HORZ STL,HO | 168.64 | EA | 0
RBT91011HA | Canada | CAD | SLEEVE,CADWELD,#9 -1 T- | 124.41 | EA | 0
PCC2G1L | Canada | CAD | MOLD,CABLE, HORZ TAP PARA | 276.78 | EA | 0
PB10PT2G2G | Canada | CAD | MOLD,CABLE,HORZ THRU | 199.84 | EA | 0
FSPLBS2S120 | Canada | CAD | LABEL,SPEC,RATINGS,PQD, | 32.27 | EA | 0
LK6ES | Canada | CAD | COUPLER,LENTON INTERLOK,# | 100.11 | EA | 0
EL25P9SS | Canada | CAD | COUPLER,LENTON,POSITION | 335.23 | EA | 0
LPA619 | Canada | CAD | ADAPTER,AL,UNIVERSAL THRU | 80.33 | EA | 0
HDTAC9F9FW | Canada | CAD | MOLD,CABLE,HORZ TEE | 355.41 | EA | 0
DQC182G | Canada | CAD | MOLD,CABLE TO GRD ROD,HOR | 156.74 | EA | 0
SBPAJB42 | Canada | CAD | BOND,PLUG,S5 42 LONG | 19.33 | EA | 0
LPA621 | Canada | CAD | CONNECTOR,AL,CABLE,THRU | 100.49 | EA | 0
RCE562Q | Canada | CAD | MOLD,CABLE TO REBAR,VERT | 775.14 | EA | 0
548690 | Canada | CAD | INSULATOR,BUSBAR,ISO TP | 31.03 | EA | 0
B295X51Z80 | Canada | CAD | LABEL,ADHESIVE,TYPE 2 | 111.84 | EA | 0
CAHBA1G12 | Canada | CAD | MOLD,CABLE TO HORZ CAST I | 168.64 | EA | 0
HAA1T1 | Canada | CAD | MOLD,CABLE TO HORZ STL,HO | 168.64 | EA | 0
553070 | Canada | CAD | CONNECTOR,FLEXIBAR,80MM | 20.1 | EA | 0
TACY0Y1 | Canada | CAD | MOLD,CABLE,HORZ TEE | 276.78 | EA | 0
EL57T28P9 | Canada | CAD | COUPLER,LENTON POSITION,# | 279.11 | EA | 0
563611 | Canada | CAD | BRAID,SHUNT,INSULATED, | 12.45 | EA | 0
534058TMS02 | Canada | CAD | FLEXIBAR,ADV,10X100X1,TMS | 815.33 | EA | 0
B101CAJOL | Canada | CAD | LUG,CU,.125X1X2.164 W/.33 | 42.04 | EA | 0
LPA105500 | Canada | CAD | CABLE,LTNG,37STR X 4/0AWG | 3.84 | FT | 0
534034GE15 | Canada | CAD | FLEXIBAR,ADV,6X40X1MM,GE, | 274.11 | EA | 0
556980 | Canada | CAD | BRAID,PREFAB,500X28X2.5MM | 30.04 | EA | 0
RBVC30070F | Canada | CAD | BASIN,POURING,#11 VERT,SI | 1424.21 | EA | 0
RBTSA9040X | Canada | CAD | BASIN,POURING,#6 HORIZ. | 713.05 | EA | 0
LPC610L12 | Canada | CAD | BASE,AIR TERMINAL ASSEMBL | 53.5 | EA | 0
VSC2QV2.50 | Canada | CAD | MOLD,CABLE TO VERT STL,45 | 276.78 | EA | 0
RBT5101A | Canada | CAD | SLEEVE,CADWELD,#5 T-SERIE | 74.56 | EA | 0
GQR182G | Canada | CAD | MOLD,CABLE TO GRD ROD, | 376.08 | EA | 0
GYE162GM | Canada | CAD | MOLD,CABLE TO GRD ROD,VER | 561.05 | EA | 0
GYE312G | Canada | CAD | MOLD,CABLE TO GRD ROD,VER | 775.14 | EA | 0
XLTAK4T002 | Canada | CAD | MOLD,CABLE,HORZ TEE LEFT | 1362.11 | EA | 0
LPA810 | Canada | CAD | HOLDER,AL,STAMPED,CABLE | 1.29 | EA | 0
LPC126RL250 | Canada | CAD | CABLE,CU,ROPELAY,28 STR | 13.07 | FT | 0
LPC516A | Canada | CAD | SPLICE,ASSY,BI-METAL,CABL | 28.94 | EA | 0
VSC3QV4 | Canada | CAD | MOLD,CABLE TO VERT STL,45 | 276.78 | EA | 0
LPC245ST | Canada | CAD | POINT,CU,BLUNT,5/8IN X | 202.94 | EA | 0
GTCP150Y5 | Canada | CAD | MOLD,CABLE TO GRD ROD,VER | 276.78 | EA | 0
534412 | Canada | CAD | IBSB ADV 50-830-8-10 | 52.83 | EA | 0
LPC590 | Canada | CAD | CLAMP,CU,ADJUSTABLE,PIPE, | 217.84 | EA | 0
VSCW3 | Canada | CAD | MOLD,CABLE TO VERT STL,45 | 276.78 | EA | 0
HDSSC9C | Canada | CAD | MOLD,CABLE,HORZ SPLICE | 276.78 | EA | 0
HSC2GW | Canada | CAD | MOLD,CABLE TO HORZ STL,HO | 302.99 | EA | 0
RCE592G | Canada | CAD | MOLD,CABLE TO REBAR,VERT | 775.14 | EA | 0
TADY8V1 | Canada | CAD | MOLD,CABLE,HORZ TEE | 586.79 | EA | 0
B533D2Q48 | Canada | CAD | JUMPER,ASSY,4/0 CONC 48 | 322.1 | EA | 0
MBA10 | Canada | CAD | MOLD,BLANK,90115 C PRICE | 177.01 | EA | 0
ESB6 | Canada | CAD | CONNECTOR,SPLIT BOLT,SIL | 5.84 | EA | 100
HDGTC181V | Canada | CAD | MOLD,CABLE TO GRD ROD,VER | 276.78 | EA | 0
LPC37138 | Canada | CAD | MOUNT,PIPE,HORIZONTAL CAS | 84.24 | EA | 0
534018ABB14 | Canada | CAD | FLEXIBAR,ADV,4X24X1MM,ABB | 244.53 | EA | 0
FLXPABB0102 | Canada | CAD | FLEXIBAR,ADV,2X24X1MM,ABB | 262.202 | EA | 0
ELBEG20ACA | Canada | CAD | LENTON,BAR END GAGE,20MM, | 291.68 | EA | 0
SSPDTT3P150 | Canada | CAD | SSPD, TT THREE PHASE, | 773.54 | EA | 0
ISOTMND | Canada | CAD | TERMINATION,UPPER,DOWNCON | 414.32 | EA | 0
569160 | Canada | CAD | TERMINAL,CONNECTION,FLEXI | 10.96 | EA | 0
LPA27227 | Canada | CAD | ROD,SOLID EXTENSION,AL, | 43.55 | EA | 0
VVR9E | Canada | CAD | MOLD,CABLE TO VERT STL, | 376.08 | EA | 0
RBWS1499H | Canada | CAD | BASIN,POURING,#14 STANDAR | 440.8 | EA | 0
GT1161GPLUS | Canada | CAD | ONE-SHOT,CABLE TO GRD ROD | 28.41 | EA | 0
RBS3157A | Canada | CAD | NUT,THUMB ASSY,CADWELD | 20.57 | EA | 0
ELHT903B40 | Canada | CAD | ROD,CONTROL,40MM, | 224.05 | EA | 0
534036GE07 | Canada | CAD | FLEXIBAR,ADV,10X40X1MM,GE | 457.98 | EA | 0
HDVBC9CV3 | Canada | CAD | MOLD,CABLE TO VERT STL,VE | 1215.58 | EA | 0
EL28P9JQ | Canada | CAD | COUPLER,LENTON POSITION, | 233.5 | EA | 0
S429F2J16 | Canada | CAD | SLEEVE,CU,FLARED,2/0 RLAY | 3.74 | EA | 0
PTC3A3AW | Canada | CAD | MOLD,CABLE, HORZ THRU PAR | 329.2 | EA | 0
553030 | Canada | CAD | CONNECTOR,FLEXIBAR,50MM X | 16.74 | EA | 0
GRC189J | Canada | CAD | MOLD,CABLE TO GRD ROD,VER | 276.78 | EA | 0
TSMI0100GR | Canada | CAD | STRUT,PIPE,CLAMP 1IN OD | 10.78 | EA | 0
CAHAA1YA | Canada | CAD | MOLD,CABLE TO HORZ STL,HO | 168.64 | EA | 0
534056RW24 | Canada | CAD | FLEXIBAR,ADV,6X100X1MM,RW | 675.52 | EA | 0
PCT1T1E | Canada | CAD | MOLD,CABLE,HORZ TAP | 269.61 | EA | 0
WT2SCMV01.5 | Canada | CAD | RECEPTOR ASSY, SIDE, | 504.14 | EA | 0
PB71LSJH3Q | Canada | CAD | MOLD,CABLE,TO BUS/LUG, | 671.18 | EA | 0
HTCW7 | Canada | CAD | MOLD,CABLE TO HORZ STL,HO | 276.78 | EA | 0
RPSCW9STPW | Canada | CAD | WALKWAY,9 STEP,36IN WIDE | 15271.67 | EA | 0
ML522 | Canada | CAD | HANDLE,QUICK-WEDGE,SUPPOR | 272.09 | EA | 0
B30103 | Canada | CAD | COVER,MOLD,GRAPHITE,3/4 X | 25.23 | EA | 0
HDPTD3Q3AW | Canada | CAD | MOLD,CABLE, HORZ THRU PAR | 639.21 | EA | 0
534020TSL05 | Canada | CAD | FLEXIBAR,ADV, 6X24X1,TSL | 217.13 | EA | 0
GFCW3DBG | Canada | CAD | MOLD,CABLE TO GRD ROD,HOR | 276.78 | EA | 0
VNC2QLH | Canada | CAD | MOLD,CABLE TO VERT STL,HO | 276.78 | EA | 0
LPC202B | Canada | CAD | POINT,CU,BARE,3/8IN X | 32.71 | EA | 0
508026 | Canada | CAD | BRAID,FLEXIBLE, | 1239.6 | EA | 0
RHH56Y7 | Canada | CAD | MOLD,CABLE TO REBAR,HORZ | 484.97 | EA | 0
585223ADV | Canada | CAD | KIT,FLEXIBAR,ADV,6X50X1MM | 1626.38 | EA | 0
534010HDQ12 | Canada | CAD | FLEXIBAR,ADV,2X20X1MM,HDQ | 76.8 | EA | 0
XLLQJEH2Q | Canada | CAD | MOLD,CABLE TO BUS/LUG, | 1952.68 | EA | 0
PB115PLUSF80 | Canada | CAD | CADWELD PLUS,#115,F80 | 18.69 | EA | 0
RJC512G | Canada | CAD | MOLD,CABLE TO REBAR,VERT | 276.78 | EA | 0
BADCM | Canada | CAD | MOLD,BUS BAR,HORZ SPLICE | 586.79 | EA | 0
BMCEAJEAJ | Canada | CAD | MOLD,BUS BAR,HORZ TEE BAR | 276.78 | EA | 0
LQJJH4L | Canada | CAD | MOLD,CABLE TO BUS/LUG,VER | 1103.35 | EA | 0
PQDM1000Y120 | Canada | CAD | PQDM-1-3Y-120/208V, FSPM1 | 3066.49 | EA | 0
ELECP43T | Canada | CAD | PROTECTOR,LENTON COUPLER, | 0.41 | EA | 0
SPDM100277/480 | Canada | CAD | PROTECTOR,SURGE,TDX100M,3 | 4577.14 | EA | 0
SBACTCBRK1WH | Canada | CAD | L-SHP BRACKET, W/HARDWARE | 42.37 | EA | 0
534019STK03 | Canada | CAD | FLEXIBAR,ADV,5X24X1MM,STK | 46.58 | EA | 0
DSD11502SR275 | Canada | CAD | DIVERTER,SURGE,275V,150KA | 456.21 | EA | 0
SS5043SRM | Canada | CAD | MOLD,HV CABLE SPLICE,HOR | 818.69 | EA | 0
LPA31258 | Canada | CAD | BASE,AL,STRAP 5/8IN POINT | 55.26 | EA | 0
A13240 | Canada | CAD | PLUG,RUN,1 15/16X4 1/2 LG | 93.04 | EA | 0
B13718RH15 | Canada | CAD | DRIVE,ROD,SLEEVE,3/4 CU | 775.4 | EA | 0
PB10SS2Q2C | Canada | CAD | MOLD,CABLE,HORZ SPLICE | 271.52 | EA | 0
EL32P9J | Canada | CAD | COUPLER,LENTON POSITION, | 172.45 | EA | 0
ERICORE200T | Canada | CAD | DOWNCONDUCTOR,LIGHTNING, | 34706.3 | EA | 0
VBC1HV5C | Canada | CAD | MOLD,CABLE TO VERT STL,VE | 276.78 | EA | 0
B30156D | Canada | CAD | MOLD,COVER,GRAPHITE | 53.72 | EA | 0
LPC1342500M | Canada | CAD | CABLE,CU,CONC,2/0,19STR, | 40.26 | MR | 0
EGBA14432GG | Canada | CAD | BAR,GRD BUS,1/4 X 4 X 32 | 481 | EA | 0
NDF312V | Canada | CAD | MOLD,CABLE TO GRD ROD, | 659.46 | EA | 0
PBCT9Y3AX | Canada | CAD | FRAME,WELDER,BOND,CBX3 | 788.5 | EA | 0
EGBA14408MM | Canada | CAD | BAR,GRD BUS,1/4 X 4 X 8 | 137.8 | EA | 0
TAC2G8N | Canada | CAD | MOLD,CABLE,HORZ TEE | 276.78 | EA | 0
GTC372C | Canada | CAD | MOLD,CABLE TO GRD ROD,VER | 276.78 | EA | 0
EGBA14410AA | Canada | CAD | BAR,ASSY,GRD BUS,1/4 X 4 | 166.4 | EA | 0
534020L3M | Canada | CAD | FLEXIBAR,ADV,6X24X1MM,3M | 359.23 | EA | 0
534042ABB05 | Canada | CAD | FLEXIBAR, ADV, 10X50X1MM | 228.27 | EA | 0
GR1182Q | Canada | CAD | ONE-SHOT,CABLE TO GRD ROD | 34.18 | EA | 0
A238FD2S18LH | Canada | CAD | CLAMP,FENCE,4/0 X 18 IN F | 538.71 | EA | 0
GTC14T1 | Canada | CAD | MOLD,CABLE TO GRD ROD,VER | 276.78 | EA | 0
EGBA14428CBT | Canada | CAD | BAR,GRD BUS,1/4 X 4 X 28 | 496.6 | EA | 0
GTCP200Y9 | Canada | CAD | MOLD,CABLE TO GRD ROD,VER | 276.78 | EA | 0
534027VRT03 | Canada | CAD | FLEXIBAR,ADV,6X32X1,VRT | 91.98 | EA | 0
EGBF14420LLT | Canada | CAD | BUSBAR,GRD,CU,1/4X4X20,LL | 455 | EA | 0
LJCEAHY7 | Canada | CAD | MOLD,CABLE TO BUS/LUG,HOR | 276.78 | EA | 0
LC32B12ESD | Canada | CAD | SLEEVE,B12 SERIES,EPOXY | 392.41 | EA | 0
RBWS1499G | Canada | CAD | BASIN,POURING,#14 TO #11 | 440.8 | EA | 0
LPA809 | Canada | CAD | HOLDER,AL,CAST,CABLE | 20.74 | EA | 0
SBTBJ3342B | Canada | CAD | BOND,JUMPER,3/16 & 3/4 TA | 14.59 | EA | 0
EGBA14424EE | Canada | CAD | BAR,GRD BUS,1/4 X 4 X 24 | 366.6 | EA | 0
VTC2G1.25 | Canada | CAD | MOLD,CABLE TO VERT STL,HO | 276.78 | EA | 0
VBRY9 | Canada | CAD | MOLD,CABLE TO VERT STL,VE | 376.08 | EA | 0
SBTBJ5472B | Canada | CAD | BOND,JUMPER,5/16 & 1 TAB | 45.88 | EA | 0
534019AME03 | Canada | CAD | FLEXIBAR,ADV,5X24X1,AME | 93.09 | EA | 0
TAC1Y1V | Canada | CAD | MOLD,CABLE,HORZ TEE | 276.78 | EA | 0
534028LAM12 | Canada | CAD | FLEXIBAR,ADV,8X32X1MM,LAM | 743.04 | EA | 0
GYR163D | Canada | CAD | MOLD,CABLE TO GRD ROD,VER | 376.08 | EA | 0
PTC1E1E | Canada | CAD | MOLD,CABLE, HORZ THRU PAR | 276.78 | EA | 0
534035L2.5M | Canada | CAD | FLEXIBAR,BUSBAR,PREFAB, | 599.16 | EA | 0
CAB496A22B25 | Canada | CAD | STRAP,BONDING,CATHODIC,CU | 37.1 | EA | 0
PHR3D1VW | Canada | CAD | MOLD,CABLE,VERT THRU PARA | 428.49 | EA | 0
716544 | Canada | CAD | LUG,CABLE,TUBULAR CRIMP, | 9.2 | EA | 0
TAC2G1Y | Canada | CAD | MOLD,CABLE,HORZ TEE | 276.78 | EA | 0
A239GC2S242G10R | Canada | CAD | CLAMP,FENCE,4/0 FLEX,24LG | 393.76 | EA | 0
PB50SS4Y5F | Canada | CAD | MOLD,CABLE,HORZ SPLICE | 423.66 | EA | 0
554010 | Canada | CAD | SLEEVE,GLASS,FIBER COATED | 1.92 | MR | 0
TAC2Q2PW | Canada | CAD | MOLD,CABLE,HORZ TEE | 355.41 | EA | 0
RDM532V | Canada | CAD | MOLD,CABLE TO REBAR,HORZ | 844.84 | EA | 0
LPC34512 | Canada | CAD | BASE,CU,CAST,RIDGE, | 88 | EA | 0
RDH541V | Canada | CAD | MOLD,CABLE TO REBAR,HORZ | 484.97 | EA | 0
PTC2Q8K | Canada | CAD | MOLD,CABLE, HORZ THRU PAR | 276.78 | EA | 0
LPA34312 | Canada | CAD | BASE,AL,STRAP,OFFSET, | 58.57 | EA | 0
HAA1V | Canada | CAD | MOLD,CABLE TO HORZ STL,HO | 168.64 | EA | 0
127012515 | Canada | CAD | SHIELD,INSULATION,360 COL | 32.06 | EA | 0
LU32MT12D | Canada | CAD | LENTON ULTIMATE,MALE, | 25.09 | EA | 0
DQC162QW | Canada | CAD | MOLD,CABLE TO GRD ROD,HOR | 381.62 | EA | 0
LPC571L | Canada | CAD | BOLT,U,CABLE SPLICER CAST | 85.29 | EA | 0
PB65 | Canada | CAD | WELD METAL,CADWELD RAIL P | 9.44 | EA | 0
XBZ3A9F | Canada | CAD | MOLD,CABLE,HORZ X LAPPED | 793.75 | EA | 0
XACY6CY4C | Canada | CAD | MOLD,CABLE,HORZ X SAME PL | 276.78 | EA | 0
PTC2Q9EW | Canada | CAD | MOLD,CABLE,HORZ THRU PARA | 329.2 | EA | 0
EGBA14624QQ | Canada | CAD | BAR,GRD BUS,1/4 X 6 X 24 | 672.43 | EA | 0
HDGTD163QW | Canada | CAD | MOLD,CABLE TO GRD ROD,VER | 665.42 | EA | 0
SBB2721V | Canada | CAD | SHUNT,DUAL,HEAD,0.06 OHM | 301.54 | EA | 0
RBT121018HB | Canada | CAD | MATERIAL,FILLER KIT,#12, | 86.1 | EA | 0
SBS5839M | Canada | CAD | MOLD,BOND,3/16X1 TAB,T6 & | 62.58 | EA | 0
RHC52Y6 | Canada | CAD | MOLD,CABLE TO REBAR,HORZ | 276.78 | EA | 0
GTC221K | Canada | CAD | MOLD,CABLE TO GRD ROD,VER | 276.78 | EA | 0
EGBA14416CA | Canada | CAD | BAR,GRD BUS,1/4 X 4 X 16 | 252.2 | EA | 0
TCF4L4L | Canada | CAD | MOLD,CABLE,VERT TEE HORZ | 659.46 | EA | 0
540510RT02 | Canada | CAD | BAR,FLEXIBLE,MTO,10X24X1, | 55.73 | EA | 0
LPA676 | Canada | CAD | STRAP,AL,CABLE TO PIPE | 80.85 | EA | 0
XLGTC161T | Canada | CAD | MOLD,CABLE TO GRD ROD,VER | 328.55 | EA | 0
GYR332Q | Canada | CAD | MOLD,CABLE TO GRD ROD,VER | 376.08 | EA | 0
LPC404250 | Canada | CAD | CABLE, CU, CONCENTRIC, 19 | 18.93 | EA | 0
PB71DS3QJH | Canada | CAD | MOLD,CABLE TO UC LUG,HORZ | 671.18 | EA | 0
DT148040R | Canada | CAD | TYPE 1, 480V, 4 0 | 564.66 | EA | 0
SBNX1161L | Canada | CAD | ONE-SHOT,CABLE TO GRD ROD | 19.98 | EA | 0
LPC202LST | Canada | CAD | POINT,CU,3/8IN X 12IN | 55.51 | EA | 0
EL12PPPN | Canada | CAD | PLUG,PARALLEL,LENTON, | 0.89 | EA | 0
B134A | Canada | CAD | SUPPORT,CLAMP,PART,BA.25 | 8.92 | EA | 0
EGBA14224BB | Canada | CAD | BAR,GRD BUS,1/4 X 2 X 24 | 241.8 | EA | 0
PQLA120/2083Y | Canada | CAD | POWERLOGICS, PRIVATE | 382.11 | EA | 0
SK56AL | Canada | CAD | CLAMP,STRUT,ALUM 3 1/2 | 8.2 | EA | 0
VSC1TV8C | Canada | CAD | MOLD,CABLE TO VERT STL,45 | 276.78 | EA | 0
GTC182G | Canada | CAD | MOLD,CABLE TO GRD ROD,VER | 276.78 | EA | 0
XB3Y6Y3 | Canada | CAD | MOLD,CABLE,HORZ X LAPPED | 606.83 | EA | 0
548480 | Canada | CAD | INSULATOR,BUSBAR,ISO TP | 3.98 | EA | 0
NCR162V | Canada | CAD | MOLD,CABLE TO GRD ROD,HOR | 376.08 | EA | 0
PBW32S15WSRHB | Canada | CAD | BOND,WEB,STUB END W/SLV 4 | 65.09 | EA | 0
615860PWC01 | Canada | CAD | ROD,GRD,5/8X6,CU BONDED | 24.06 | EA | 0
554041 | Canada | CAD | SLEEVE,GLASS,FIBER COATED | 0.15 | EA | 0
B542C272 | Canada | CAD | BUSBAR,CU,1/4X2X24-1/2IN, | 111.14 | EA | 0
RDH551G | Canada | CAD | MOLD,CABLE TO REBAR,HORZ | 484.97 | EA | 0
EGBA38436EE | Canada | CAD | BAR,GRD BUS,3/8 X 4 X 36 | 585 | EA | 0
ML5GPKG26 | Canada | CAD | PACKAGE,PIN,QUICK-WEDGE,# | 121.54 | EA | 0
HCA1V1.50 | Canada | CAD | MOLD,CABLE TO HORZ STL,HO | 168.64 | EA | 0
553210 | Canada | CAD | CLAMP,BUSBAR,BC 40 | 38.16 | EA | 0
534034ARZ16 | Canada | CAD | FLEXIBAR,ADV,6X40X1MM,ARZ | 273.07 | EA | 0
RBT121018HA | Canada | CAD | SLEEVE,CADWELD,38MM | 186.9 | EA | 0
S2660 | Canada | CAD | BOND,CLIP,MOLD | 9.32 | EA | 0
LPC418 | Canada | CAD | POINT,CU,BARE,INDUSTRIAL | 464.37 | EA | 0
534029ABB28 | Canada | CAD | FLEXIBAR,ADV,10X32X1,ABB, | 263.89 | EA | 0
LPG36158 | Canada | CAD | BRACE,ADHESIVE MOUNT, | 201.14 | EA | 0
GFC168J | Canada | CAD | MOLD,CABLE TO GRD ROD,HOR | 276.78 | EA | 0
A248B | Canada | CAD | CLIP,RAIL BOND,3/8 CABLE, | 4.91 | EA | 0
PBWS6001 | Canada | CAD | MOLD,RAIL,CABLE HORZ TO W | 179.97 | EA | 0
EGBA14215GG | Canada | CAD | BAR ASSY,GRD BUS,1/4X2X15 | 159.9 | EA | 0
HTCY9 | Canada | CAD | MOLD,CABLE TO HORZ STL,HO | 276.78 | EA | 0
TAC3X2Q | Canada | CAD | MOLD,CABLE,HORZ TEE | 276.78 | EA | 0
ERICORE032T | Canada | CAD | DOWNCONDUCTOR,LIGHTNING, | 7715.76 | EA | 0
TAC9F9B | Canada | CAD | MOLD,CABLE,HORZ TEE | 276.78 | EA | 0
TACSJSJ | Canada | CAD | MOLD,CABLE,HORZ TEE | 276.78 | EA | 0
RDM522G | Canada | CAD | MOLD,CABLE TO REBAR,HORZ | 844.84 | EA | 0
LPS422 | Canada | CAD | POINT,SS,INDUSTRIAL STACK | 135.47 | EA | 0
FLXPSHL0009 | Canada | CAD | FLEXIBAR,ADV,5X20X1MM,SHL | 112.945 | EA | 0
EL28A2GV | Canada | CAD | COUPLER,LENTON,STANDARD, | 174.59 | EA | 0
VNC2QLH3.50 | Canada | CAD | MOLD,CABLE TO VERT STL,HO | 276.78 | EA | 0
NCR312L | Canada | CAD | MOLD,CABLE TO GRD ROD,HOR | 376.08 | EA | 0
DT175010R | Canada | CAD | TYPE 1, 750V, 1 0 | 253.66 | EA | 0
SSCY62Q | Canada | CAD | MOLD,CABLE,HORZ SPLICE | 276.78 | EA | 0
FLXPIR0006 | Canada | CAD | FLEXIBAR,ADV,3X20X1MM,IR, | 153.5 | EA | 0
CAHAA1VC | Canada | CAD | MOLD,CABLE TO HORZ STL,HO | 168.64 | EA | 0
PBHVT20P100A1M | Canada | CAD | MOLD,STUD,TO VERT STL | 146.07 | EA | 0
LPA557 | Canada | CAD | CLAMP,AL,CAST,BONDING, | 54.12 | EA | 0
VSC2QV3C | Canada | CAD | MOLD,CABLE TO VERT STL,45 | 276.78 | EA | 0
RBW117D | Canada | CAD | CLAMP,PACKING,HORIZONTAL | 580.35 | EA | 0
RBWS1537F | Canada | CAD | BASIN,POURING,#11 45 DEGR | 643.83 | EA | 0
22128P | Canada | CAD | WHEEL,SLOTTED,1/8X6 | 50.1 | EA | 0
RDH581H | Canada | CAD | MOLD,CABLE TO REBAR,HORZ | 484.97 | EA | 0
CAHCA1L | Canada | CAD | MOLD,CABLE TO HORZ STL, | 168.64 | EA | 0
558460 | Canada | CAD | KIT,CONTACT,HARDWARE,M12X | 2.89 | EA | 0
715279 | Canada | CAD | DRILL,HOLLOW,19 MM DIAMET | 83.82 | EA | 0
PQC200277/480 | Canada | CAD | PROTECTOR,SURGE,PQC200,27 | 4075.06 | EA | 0
HSC3D | Canada | CAD | MOLD,CABLE TO HORZ STL,HO | 276.78 | EA | 0
561159 | Canada | CAD | BLOCK,SPLICE,250A,1250V | 42.5 | EA | 0
CA15XF19 | Canada | CAD | WELD METAL,CU,XF19 CATHOD | 6.98 | EA | 0
GBJGT182LR1M | Canada | CAD | MOLD,GRD ROD TO ROD/RECEP | 925.44 | EA | 0
EL28D16 | Canada | CAD | COUPLER,LENTON,TERMINATOR | 22.64 | EA | 0
HDPTC2BSD | Canada | CAD | MOLD,CABLE, HORZ THRU PAR | 276.78 | EA | 0
GTC141T | Canada | CAD | MOLD,CABLE TO GRD ROD,VER | 276.78 | EA | 0
EL50TA2ES | Canada | CAD | COUPLER,LENTON,A2,50MM, | 238.51 | EA | 0
GYE141V | Canada | CAD | MOLD,CABLE TO GRD ROD, | 775.14 | EA | 0
B540A121028B | Canada | CAD | COVER,BUSBAR,1/2X10X28,CL | 147.65 | EA | 0
BADHAQ | Canada | CAD | MOLD,BUS BAR,HORZ SPLICE | 586.79 | EA | 0
568718 | Canada | CAD | EARTHBAR EBD14AL | 3.13 | EA | 0
B194MLH | Canada | CAD | CLIP,BOND,70MM2 RLAY | 94.37 | EA | 0
ERICORE043T | Canada | CAD | DOWNCONDUCTOR,LIGHTNING, | 8971.78 | EA | 0
EGBA14215BDT | Canada | CAD | BUSBAR,GRD,CU,1/4X2X15,BD | 198.9 | EA | 0
TMGBA20L27PT | Canada | CAD | BAR ASSY,GRD BUS,1/4X4X20 | 361.4 | EA | 0
EGBA14412BBT | Canada | CAD | BAR,GRD BUS,1/4 X 4 X 12 | 226.2 | EA | 0
SBS8TLINS664 | Canada | CAD | BOND STRAND,INSUL,S8 TINN | 3.16 | EA | 0
LPC248ST | Canada | CAD | POINT,CU,BLUNT,5/8IN X | 326.03 | EA | 0
PBB180A | Canada | CAD | CLAMP SUBASSY,TOGGLE | 546.31 | EA | 0
534018GE10 | Canada | CAD | FLEXIBAR,ADV,4X24X1MM,GE, | 172.43 | EA | 0
PCC1V2Q | Canada | CAD | MOLD,CABLE, HORZ TAP PARA | 276.78 | EA | 0
XLTAC9F9FW | Canada | CAD | MOLD,CABLE,HORZ TEE | 407.17 | EA | 0
XLSSC1V | Canada | CAD | MOLD,CABLE,HORZ SPLICE | 328.55 | EA | 0
SST1VM | Canada | CAD | MOLD,CABLE,HORZ SPLICE | 180.87 | EA | 0
503540 | Canada | CAD | BRAID,CU,TINNED,100 M LG, | 11.99 | MR | 0
LPA30558H | Canada | CAD | BASE,AL,HORZ MOUNT,5/8 IN | 31.4 | EA | 0
PCC9A1H | Canada | CAD | MOLD,CABLE, HORZ TAP PARA | 276.78 | EA | 0
DT248030R | Canada | CAD | TYPE 2, 480V, 3 0 | 242.57 | EA | 0
SBNX1161GPLUS | Canada | CAD | ONE SHOT,#8 STR THRU #6 | 20.83 | EA | 0
TAC3Q2Q | Canada | CAD | MOLD,CABLE HORZ TEE | 276.78 | EA | 0
PHR2G2G | Canada | CAD | MOLD,CABLE, VERT THRU PAR | 376.08 | EA | 0
ML509C | Canada | CAD | HANDLE ASSY, | 60.38 | EA | 0
A238HB2S18RH | Canada | CAD | CLAMP,FENCE,4/0 X 18 IN | 453.93 | EA | 0
BBCFA36 | Canada | CAD | MOLD,BUS BAR,HORZ SPLICE | 276.78 | EA | 0
TACY5Y0 | Canada | CAD | MOLD,CABLE,HORZ TEE | 276.78 | EA | 0
PB10SS2Q1L | Canada | CAD | MOLD,CABLE,HORZ SPLICE | 271.52 | EA | 0
EGBA14412CBT | Canada | CAD | BUSBAR,GRD,CU,1/4X4X12,CB | 226.2 | EA | 0
PTC1T1K | Canada | CAD | MOLD,CABLE, HORZ THRU PAR | 276.78 | EA | 0
SSC2QW | Canada | CAD | MOLD,CABLE,HORZ SPLICE,W/ | 329.2 | EA | 0
42014 | Canada | CAD | TOOL,BEND,TENSION | 452.34 | EA | 0
CAVFT1K | Canada | CAD | MOLD,CABLE TO VERT STL,VE | 269.61 | EA | 0
EGBA14216GG | Canada | CAD | BAR,GRD BUS,1/4 X 2 X 16, | 169 | EA | 0
VFC1VV4 | Canada | CAD | MOLD,CABLE TO VERT STL,VE | 276.78 | EA | 0
SBNT1181VPLUS | Canada | CAD | ONE SHOT,#3 STR THRU #1 | 19.59 | EA | 0
RBW34654B | Canada | CAD | FRAME,BODY,CRUCIBLE FRAME | 32.68 | EA | 0
A822SA111C5 | Canada | CAD | CABLE,COIL,INSUL,GALV,1/8 | 34.91 | EA | 0
LAC2CEE | Canada | CAD | MOLD,CABLE TO BUS/LUG,HOR | 276.78 | EA | 0
LK98 | Canada | CAD | COUPLER,LENTON INTERLOK,# | 99.95 | EA | 0
5578500249 | Canada | CAD | RAIL,DIN,CUT,INTO 249 MM | 1.14 | EA | 0
EGBA14212HH | Canada | CAD | BAR ASSY,GRD BUS,1/4X2X12 | 132.6 | EA | 0
A811C26F100 | Canada | CAD | STRIP,CU,26GA X 3 IN,100 | 711 | EA | 0
HDGTC222Q | Canada | CAD | MOLD,CABLE TO GRD ROD,VER | 276.78 | EA | 0
615883UPC | Canada | CAD | ROD,GRD,5/8X8,CU BONDED | 62.17 | EA | 0
PBW33S9WSCWP | Canada | CAD | KIT,BOND,STUB END WEB,500 | 93.21 | EA | 0
EPKJNM | Canada | CAD | MOLD,BUS BAR,VERT ELL TAP | 1015.53 | EA | 0
HSC1214ZNIBLK | Canada | CAD | CLIP,SNAP,BLK | 0.86 | EA | 0
B101AA | Canada | CAD | LUG,CU,1/16 X 1/2 W/1-9/3 | 7.29 | EA | 0
EBKHA001 | Canada | CAD | MOLD,BUSBAR,HORZ X LAPPED | 1255.97 | EA | 0
534058GE05B | Canada | CAD | FLEXIBAR,ADV,10X100X1,GE | 1179.43 | EA | 0
GTCP200Y6 | Canada | CAD | MOLD,CABLE TO GRD ROD,VER | 276.78 | EA | 0
EL36A2NGV | Canada | CAD | COUPLER,LENTON,STANDARD, | 83.89 | EA | 0
LPC464 | Canada | CAD | JUMPER,CU,BARE,EYE TO EYE | 245.44 | EA | 0
RTC532L | Canada | CAD | MOLD,CABLE TO REBAR,HORZ | 276.78 | EA | 0
C105C001 | Canada | CAD | FIXTURE ASSY,CLAMP,WEB OF | 415.62 | EA | 0
HDTAD4L4L | Canada | CAD | MOLD,CABLE,HORZ TEE | 586.79 | EA | 0
534053RW25 | Canada | CAD | FLEXIBAR,ADV,10X80X1,RW | 291.68 | EA | 0
PB10GLCET2 | Canada | CAD | MOLD,CABLE TO LUG,HORZ SP | 199.84 | EA | 0
LU25MS15D | Canada | CAD | LENTON ULTIMATE,MALE, | 27.68 | EA | 0
FJ2Q480 | Canada | CAD | JUMPER,SWAGED,4/0 CONC | 1125.8 | EA | 0
GNR169F | Canada | CAD | MOLD,CABLE TO GRD ROD,VER | 376.08 | EA | 0
FLXPLAM0024 | Canada | CAD | FLEXIBAR,ADV,8X32X1MM | 572.98 | EA | 0
554302 | Canada | CAD | BRAID,EARTH,SS,25MM2,CPI | 25.39 | EA | 0
GTCP160Y4 | Canada | CAD | MOLD,CABLE TO GRD ROD,VER | 276.78 | EA | 0
PTC2G2GW | Canada | CAD | MOLD,CABLE, HORZ THRU PAR | 329.2 | EA | 0
VSC3QV12 | Canada | CAD | MOLD,CABLE TO VERT STL,45 | 276.78 | EA | 0
LPA828 | Canada | CAD | STRAP,AL,SLATE ROOF CAP | 11.1 | EA | 0
CAHEA1V10 | Canada | CAD | MOLD,CABLE TO HORZ CAST I | 168.64 | EA | 0
LPS424 | Canada | CAD | POINT,SS,INDUSTRIAL STACK | 251.2 | EA | 0
EL57A2 | Canada | CAD | COUPLER,LENTON STANDARD,# | 68.77 | EA | 0
LPC48534 | Canada | CAD | PLUG,CU,FOR 3/4-10 INSERT | 8.88 | EA | 0
534056RW42 | Canada | CAD | FLEXIBAR,ADV,6X100X1MM,RW | 612.42 | EA | 0
ECRV101V4U | Canada | CAD | GROUND ROD,ASSY,KIT,10 FT | 1952.65 | EA | 0
ERICORE023U | Canada | CAD | DOWNCONDUCTOR,LIGHTNING, | 3922.57 | EA | 0
568672 | Canada | CAD | CONNECTOR 35 FOR EARTHING | 2.09 | EA | 0
GLCDE9F | Canada | CAD | MOLD,CABLE TO LUG,HORZ SP | 276.78 | EA | 0
LPC150500 | Canada | CAD | CABLE,CU,MINI SMOOTH | 4.42 | EA | 0
534010DCI09 | Canada | CAD | FLEXIBAR,ADV,2X20X1MM, | 77.48 | EA | 0
RDM522GM | Canada | CAD | MOLD,CABLE TO REBAR,HORZ | 844.84 | EA | 0
534040ERM05 | United States | CAD | FLEXIBAR,ADV,6X50X1MM,ERM | 493.95 | EA | 1
NDF182Q | Canada | CAD | MOLD,CABLE TO GRD ROD,HOR | 659.46 | EA | 0
HDVSC2L | Canada | CAD | MOLD,CABLE TO VERT STL,45 | 276.78 | EA | 0
RBT1114101HA | Canada | CAD | SLEEVE,CADWELD,#11/#14 T- | 215.2 | EA | 0
A929B003 | Canada | CAD | WASHER,HELICAL LOCK,#10 | 2.16 | EA | 0
PBK007 | Canada | CAD | KIT,HARDWARE,LUG,150# BET | 173.56 | EA | 0
SBNT1141G | Canada | CAD | ONE-SHOT,CABLE TO GRD ROD | 26.14 | EA | 0
G585 | Canada | CAD | ROD,GRD,5/8INX5FT,GALV | 9.2 | EA | 0
PTC2Q3Q | Canada | CAD | MOLD,CABLE,HORZ THRU PARA | 276.78 | EA | 0
XLGLCCE1L | Canada | CAD | MOLD,CABLE TO LUG,HORZ SP | 328.55 | EA | 0
EL20A32K | Canada | CAD | COUPLER,LENTON,STANDARD, | 84.08 | EA | 0
PTC9F9F | Canada | CAD | MOLD,CABLE,HORZ THRU PARA | 276.78 | EA | 0
LPA30558THRU | Canada | CAD | BASE,AL, THRU HOLE, 5/8 I | 37.35 | EA | 0
SBRT360002132 | Canada | CAD | TOOL,STRIP,6SOLX6,4SOLX6, | 393.16 | EA | 0
RWR531H | Canada | CAD | MOLD,CABLE TO REBAR,VERT | 376.08 | EA | 0
534031PHM01 | Canada | CAD | FLEXIBAR,ADV,3X40X1MM,PHM | 253.32 | EA | 0
CSP1NB90 | Canada | CAD | COAXIAL SURGE PROTECTOR, | 154.61 | EA | 0
MBNC82 | Canada | CAD | CONNECTOR,MESH BONDING | 13.17 | EA | 0
PTC8C8D | Canada | CAD | MOLD,CABLE, HORZ THRU PAR | 276.78 | EA | 0
LPC2832F2M | Canada | CAD | ADAPTER,CU,SWIVEL,1/2IN | 59.22 | EA | 0
EGBA14424LLT | Canada | CAD | BAR,ASSY,GRD,BUS,1/4 X 4 | 429 | EA | 0
XBQ9F2Q | Canada | CAD | MOLD,CABLE,HORZ X LAPPED | 528.45 | EA | 0
534032SI01 | Canada | CAD | FLEXIBAR,ADV,4X40X1MM,SI, | 430.95 | EA | 0
ESB4 | Canada | CAD | CONNECTOR,SPLIT BOLT,SIL | 6.42 | EA | 100
EL32C3J | Canada | CAD | COUPLER,LENTON HALF,#10,J | 58.11 | EA | 0
SBTBCU4C4.125 | Canada | CAD | BOND,KIT,BOOTLEG,3/16 SIG | 12.61 | EA | 0
RCE512QW | Canada | CAD | MOLD,CABLE TO REBAR,VERT | 827.55 | EA | 0
RCE542L | Canada | CAD | MOLD,CABLE TO REBAR,VERT | 775.14 | EA | 0
CAVNT1VLH | Canada | CAD | MOLD,CABLE TO VERT STL,HO | 139.19 | EA | 0
D/SMKIVSS | Canada | CAD | TERMINAL,DYNASPHERE,MK IV | 5479.47 | EA | 0
RCE592C | Canada | CAD | MOLD,CABLE TO REBAR,VERT | 775.14 | EA | 0
534010DYE06 | Canada | CAD | FLEXIBAR,ADV,2X20X1,DYE | 22.82 | EA | 0
534052 | Canada | CAD | FLEX ADV2MTC 8X80X1 | 1230.89 | EA | 0
519141 | Canada | CAD | BRAID,CU,TINNED,ASSY | 26.7 | EA | 0
EL10CIPS | Canada | CAD | PROTECTOR,THREAD,INTERNAL | 0.24 | EA | 0
XAC2Q1L | Canada | CAD | MOLD,CABLE,HORZ X SAME PL | 276.78 | EA | 0
VVR2CV6 | Canada | CAD | MOLD,CABLE TO VERT STL,VE | 376.08 | EA | 0
XBM9D9D | Canada | CAD | MOLD,CABLE,HORZ X LAPPED | 844.84 | EA | 0
613403 | Canada | CAD | ROD,GRD,3/4X10,CU BONDED | 105.9 | EA | 0
EL36A2SS | Canada | CAD | COUPLER,LENTON STANDARD,# | 248.15 | EA | 0
TACY0Y5 | Canada | CAD | MOLD,CABLE,HORZ TEE | 276.78 | EA | 0
NDF182L | Canada | CAD | MOLD,CABLE TO GRD ROD,HOR | 659.46 | EA | 0
ML507 | Canada | CAD | GROMMET,QUICK-WEDGE,SUPPO | 65.18 | EA | 0
LPC534 | Canada | CAD | PLATE,CU,CURVED METCU, | 56.26 | EA | 0
RRH572QM | Canada | CAD | MOLD,CABLE TO REBAR,HORZ | 369.97 | EA | 0
RRH55Y6 | Canada | CAD | MOLD,CABLE TO REBAR,HORZ | 484.97 | EA | 0
PBC62W2430B | Canada | CAD | BOND,DOUBLE STUB END C,25 | 77.36 | EA | 0
534055TSL04 | Canada | CAD | FLEXIBAR,ADV,5X100X1, TSL | 335.28 | EA | 0
PQDM3000S277 | Canada | CAD | PQDM-3-1P-277V, | 3028.91 | EA | 0
S90-03-28 | Canada | CAD | PROTECTOR, SURGE | 827.23 | EA | 0
EL12D6N | Canada | CAD | ANCHOR,LENTON EMBEDMENT, | 6.55 | EA | 0
HDVSC2Q | Canada | CAD | MOLD,CABLE TO VERT STL,45 | 276.78 | EA | 0
LECIVR | Canada | CAD | LIGHTNING EVENT COUNTER W | 1949.9 | EA | 0
VSC2QV8 | Canada | CAD | MOLD,CABLE TO VERT STL,45 | 276.78 | EA | 0
SS24SR | Canada | CAD | MOLD,HV CABLE SPLICE,HORZ | 1082.69 | EA | 0
LL16B1 | Canada | CAD | COUPLER,BOLTED,16MM #5 | 51.45 | EA | 0
LPC66518BI | Canada | CAD | CONNECTION,THRU,ROOF,W/PV | 261.89 | EA | 0
EGBA14420HIGT | Canada | CAD | BAR ASSY,GRD BUS,1/4X4X20 | 361.4 | EA | 0
CAVST1TBM | Canada | CAD | MOLD,CABLE TO VERT STL,45 | 190.57 | EA | 0
LPG848 | Canada | CAD | BOLT,GALV,1/4INX3IN,TOGGL | 2.24 | EA | 0
EL25SASA5700 | Canada | CAD | COUPLER,LENTON,SASA,DBL | 246.59 | EA | 0
615880PWC01 | Canada | CAD | ROD,GRD,5/8X8,CU BONDED | 44.5 | EA | 0
S3556 | Canada | CAD | RIVET,SEMITUBULAR,.250X.3 | 0.16 | EA | 0
B103CEOL003 | Canada | CAD | LUG,CU,1/8 X 1 W/2-7/16 H | 28.93 | EA | 0
CAGTT151L | Canada | CAD | MOLD,CABLE TO GRD ROD,VER | 269.61 | EA | 0
EGBA14415CCT | Canada | CAD | BAR,GRD BUS,1/4 X 4 X 15 | 276.9 | EA | 0
534020FW02 | Canada | CAD | FLEXIBAR,ADV,6X24X1MM,FW, | 307.23 | EA | 0
RBT811101HB | Canada | CAD | MATERIAL,FILLER,#8/#11 T- | 81.26 | EA | 0
LPC228 | Canada | CAD | POINT,CU,1/2IN X 48IN | 239.76 | EA | 0
PB20PGS6S6 | Canada | CAD | MOLD,CABLE,HORZ THRU PARA | 199.84 | EA | 0
GRC339B | Canada | CAD | MOLD,CABLE TO GRD ROD,VER | 276.78 | EA | 0
VNC1VLH | Canada | CAD | MOLD,CABLE TO VERT STL,HO | 276.78 | EA | 0
S1V52M | Canada | CAD | MOLD,HV CABLE SPLICE,HORZ | 938.81 | EA | 0
554277LUC | Canada | CAD | BRAID,CPI 16-150-8 | 7.73 | EA | 0
T398A | Canada | CAD | HANDLE,WOOD,4 1/2,FEMALE | 9.76 | EA | 0
S1V56 | Canada | CAD | MOLD,HV CABLE SPLICE,HORZ | 614.89 | EA | 0
PBW3S002RH | Canada | CAD | MOLD,CABLE,FORMED TERMINA | 113.2 | EA | 0
TCF4Y4Y | Canada | CAD | MOLD,CABLE,VERT TEE HORZ | 659.46 | EA | 0
XLPGP1H1HM | Canada | CAD | MOLD,CABLE,HORZ THRU PARA | 244.48 | EA | 0
RBT1418101H | Canada | CAD | SPLICE,KIT,#14/#18 CADWEL | 287.86 | EA | 0
GR1161LPLUS | Canada | CAD | ONE-SHOT,CABLE TO GRD ROD | 25.84 | EA | 0
RCE511T | Canada | CAD | MOLD,CABLE TO REBAR,VERT | 775.14 | EA | 0
EL57TA2D6 | Canada | CAD | COUPLER,LENTON,#18(3.5MM) | 245.85 | EA | 0
TAC3Q1L | Canada | CAD | MOLD,CABLE HORZ TEE | 276.78 | EA | 0
RAC1L2Q | Canada | CAD | MOLD,GRD ROD TO RECEPTACL | 276.78 | EA | 0
558933 | Canada | CAD | FLEX FOLDING RAIL MFFR | 803.66 | EA | 0
LPC224BST | Canada | CAD | POINT,CU,BLUNT BARE,1/2IN | 42.24 | EA | 0
TGBA24L14P | Canada | CAD | BAR ASSY,GRD BUS,1/4X2X24 | 241.8 | EA | 0
XLVTP1H009M | Canada | CAD | MOLD,CABLE TO VERT STL,HO | 244.48 | EA | 0
FLXKRW0002 | Canada | CAD | KIT,FLEXIBAR,ADV,4X24X1MM | 897.638 | EA | 0
UTB30DPS | Canada | CAD | PROTECTOR,SURGE,UTB,COMBI | 266.76 | EA | 0
GTC14Y3 | Canada | CAD | MOLD,CABLE TO GRD ROD,VER | 276.78 | EA | 0
RBHSB17070C | Canada | CAD | BASIN,POURING,#8 HORIZ. S | 782.26 | EA | 0
XACY7Y7 | Canada | CAD | MOLD,CABLE,HORZ X SAME PL | 276.78 | EA | 0
DRE54Y3 | Canada | CAD | MOLD,CABLE TO VERT REBAR, | 775.14 | EA | 0
K223R | Canada | CAD | MOLD,KIT,GN STYLE,REPLACE | 495.81 | EA | 0
CMPR500 | Canada | CAD | TERMINAL,AIR,MULTIPLE,500 | 427.22 | EA | 0
549430 | Canada | CAD | KIT,HARDWARE,CABS,FIXING | 21.71 | EA | 0
EL36A2Q | Canada | CAD | COUPLER,LENTON STANDARD, | 79.89 | EA | 0
HAA1T162C | Canada | CAD | MOLD,CABLE TO HORZ STL,HO | 168.64 | EA | 0
534041KOM01 | Canada | CAD | FLEXIBAR,ADV,8X50X1MM,KOM | 406.73 | EA | 0
SVR2Q001 | Canada | CAD | MOLD,CABLE,VERT SPLICE | 376.08 | EA | 0
553510 | Canada | CAD | CONNECTOR,BUSBAR,CABLE TO | 7.31 | EA | 0
LPC050IN0004.5 | Canada | CAD | CABLE, CU, SMOOTH WEAVE, | 172.77 | EA | 0
EGBA14312AA | Canada | CAD | BAR,GRD BUS,1/4 X 3 X 12 | 161.01 | EA | 0
PB20TA2V1L | Canada | CAD | MOLD,CABLE,HORZ TEE | 199.84 | EA | 0
VBC1B | Canada | CAD | MOLD,CABLE TO VERT STL,VE | 276.78 | EA | 0
GFC8HT5 | Canada | CAD | MOLD,CABLE TO GRD ROD,HOR | 276.78 | EA | 0
K183A4 | Canada | CAD | PACKING,SAMPLE,KIT | 13.04 | EA | 0
EGBA14212EE | Canada | CAD | BAR,GRD BUS,1/4 X 2 X 12 | 132.6 | EA | 0
PKC2Q2Q | Canada | CAD | MOLD,CABLE,HORZ DEAD END | 276.78 | EA | 0
GR1182QPLUS | Canada | CAD | ONE-SHOT,CABLE TO GRD ROD | 35.63 | EA | 0
ERICORE150T | Canada | CAD | DOWNCONDUCTOR,LIGHTNING, | 26427.38 | EA | 0
534010RES05 | Canada | CAD | FLEXIBAR,ADV,2X20X1MM,RES | 127.13 | EA | 0
534027L3MP | Canada | CAD | FLEXIBAR,BUSBAR,MTO, | 265.4 | EA | 0
716722 | Canada | CAD | CONNECTOR,CABLE,RKC300 | 47.88 | EA | 0
XLTAK4T001S | Canada | CAD | MOLD,CABLE,HORZ TEE | 1362.11 | EA | 0
LPP899BK | Canada | CAD | ADHESIVE,ROOF,10.1OZ M1 | 35.3 | EA | 0
534036ABBI06 | Canada | CAD | FLEXIBAR,ADV,10X40X1,ABBI | 236.48 | EA | 0
VSC1G | Canada | CAD | MOLD,CABLE TO VERT STL,45 | 276.78 | EA | 0
FLXPABB0062 | Canada | CAD | FLEXIBAR,ADV,2X20X1,ABB | 168.815 | EA | 0
ECB144144 | Canada | CAD | COPPER BAR,1/4X4X144 LG, | 1259.51 | EA | 0
RJC531H | Canada | CAD | MOLD,CABLE TO REBAR,VERT | 276.78 | EA | 0
615859SP01 | Canada | CAD | ROD,GRD,5/8,CU PLATED, | 71.42 | EA | 0
290085 | Canada | CAD | BRAID,ATOTECH CUSTOM | 82.23 | EA | 0
HDTAD3Q9F | Canada | CAD | MOLD,CABLE,HORZ TEE | 586.79 | EA | 0
534057PSC05 | Canada | CAD | FLEXIBAR,ADV,8X100X1,PSC | 688.55 | EA | 0
VFR2L | Canada | CAD | MOLD,CABLE TO VERT STL,VE | 376.08 | EA | 0
LU20DR14D | Canada | CAD | LENTON ULTIMATE,ANCHOR, | 15.81 | EA | 0
B364P1 | Canada | CAD | GUARD,GRINDER PULLEY COVE | 26.14 | EA | 0
SB20175HF | Canada | CAD | BOND KIT,JOINT,5/16 HEAD | 17.26 | EA | 0
VFRY8 | Canada | CAD | MOLD,CABLE TO VERT STL,VE | 376.08 | EA | 0
504690 | Canada | CAD | BRAID,CU,TINNED,200 M LG, | 3.82 | MR | 0
LEC1VCF | Canada | CAD | MOLD,CABLE TO BUS/LUG,HOR | 276.78 | EA | 0
568610 | Canada | CAD | BUSBAR,BRASS,NEUTRAL,EB12 | 11.51 | EA | 0
554030 | Canada | CAD | SILIC BRAID SLEEVE SBS10 | 3.59 | MR | 0
VFC1VV2 | Canada | CAD | MOLD,CABLE TO VERT STL,VE | 276.78 | EA | 0
534006SE15 | Canada | CAD | FLEXIBAR,ADV,2X15.5X0.8, | 56.72 | EA | 0
B118BBLK | Canada | CAD | DISK,AL,1 1/2 IN | 0.7 | EA | 0
508024 | Canada | CAD | BRAID,FLEXIBLE, | 994.01 | EA | 0
CAHCA2C | Canada | CAD | MOLD,CABLE TO HORZ STL,HO | 168.64 | EA | 0
EL20D16ES | Canada | CAD | COUPLER,LENTON,TERMINATOR | 25.03 | EA | 0
FS9T14ESC | Canada | CAD | REBAR ASSY,D14,EPOXY, | 87.09 | EA | 0
RBS36874 | Canada | CAD | CRUCIBLE,EXTENSION,4 IN | 246.74 | EA | 0
TDSSC | Canada | CAD | COUNTER,SURGE,2M | 672.3 | EA | 0
534056RW31 | Canada | CAD | FLEXIBAR,ADV,6X100X1,RW | 321.63 | EA | 0
EGBA38410DB | Canada | CAD | BUSBAR,GRD,CU,3/8X4X10,DB | 179.4 | EA | 0
812M24R5 | Canada | CAD | CLIP,1/2 TO 3/4 CONDUIT, | 18.28 | EA | 0
HDTAC1V1V | Canada | CAD | MOLD,CABLE,HORZ TEE | 276.78 | EA | 0
TAC2G2FW | Canada | CAD | MOLD,CABLE,HORZ TEE | 355.41 | EA | 0
LPC30512 | Canada | CAD | BASE,CU,HORZ/VERT MOUNT, | 56.91 | EA | 0
TAC2G1TW | Canada | CAD | MOLD,CABLE,HORZ TEE | 355.41 | EA | 0
RBT14101HA | Canada | CAD | SLEEVE,CADWELD,#14 T-SERI | 186.9 | EA | 0
XL250 | Canada | CAD | WELD METAL,ALLOY,F20,EXOL | 95.99 | EA | 0
SBRT1040075P | Canada | CAD | TOOL,STRIP,BUSHING PURCHA | 97.68 | EA | 0
HDVVF9F | Canada | CAD | MOLD,CABLE TO VERT STL,VE | 659.46 | EA | 0
EGBA14312GG | Canada | CAD | BAR,GRD BUS,1/4 X 3 X 12 | 163.8 | EA | 0
534026PDI21 | Canada | CAD | FLEXIBAR,ADV,5X32X1MM,PDI | 167.23 | EA | 0
LJCGG2Q | Canada | CAD | MOLD,CABLE TO BUS/LUG,HOR | 276.78 | EA | 0
PBB152021 | Canada | CAD | PACKING,CONNECTION,PB99HW | 265.04 | EA | 0
EDT255010R | Canada | CAD | ENHANCED TYPE 2, 550V,10 | 179.4 | EA | 0
XLPTC2Q2G | Canada | CAD | MOLD,CABLE,HORZ THRU PARA | 328.55 | EA | 0
B30105 | Canada | CAD | COVER,MOLD,GRAPHITE,3/4 X | 8.91 | EA | 0
EL25D6 | Canada | CAD | COUPLER,LENTON TERMINATOR | 18.35 | EA | 0
EL36S3P83000 | Canada | CAD | COUPLER,LENTON,POSITION, | 532.56 | EA | 0
EL25P9ES | Canada | CAD | COUPLER,LENTON POSITION,# | 119 | EA | 0
GT1141G | Canada | CAD | ONE-SHOT,CABLE TO GRD ROD | 26.66 | EA | 0
GYE331L | Canada | CAD | MOLD,CABLE TO GRD ROD,VER | 775.14 | EA | 0
SBPMJ312 | Canada | CAD | BOND,MULTI-PURPOSE PLUG,S | 10.34 | EA | 0
561172 | Canada | CAD | BLOCK,POWER,SBF2C250 | 75.8 | EA | 0
GSC141V | Canada | CAD | MOLD,CABLE TO GRD ROD,HOR | 276.78 | EA | 0
551311 | Canada | CAD | INSULATING SUPP BS-B 125A | 12.94 | EA | 0
500PLUSF20 | Canada | CAD | CADWELD PLUS,#500,F20 | 98.96 | EA | 0
EGBA14418FF | Canada | CAD | BAR,GRD BUS,1/4 X 4 X 18 | 280.8 | EA | 0
615880MLGW | Canada | CAD | ROD,GRD,5/8X8,CU CLAD,10 | 51.47 | EA | 0
ZZMOLD | Canada | CAD | GENERIC GRAPHITE MOLD | 276.78 | EA | 0
EL25P9EG | Canada | CAD | COUPLER,LENTON POSITION, | 105.91 | EA | 0
LJCJG2L | Canada | CAD | MOLD,CABLE TO BUS/LUG, | 276.78 | EA | 0
RBM2660TC | Canada | CAD | FRAME,CHAIN,TRIPLE | 333.18 | EA | 0
HDXBV3D3D | Canada | CAD | MOLD,CABLE,HORZ X LAPPED | 1215.58 | EA | 0
549529 | Canada | CAD | ASM CABS HARDWARE | 122.79 | EA | 0
B3453Q | Canada | CAD | COLLAR,WELDING,FOR 500KCM | 21.68 | EA | 0
HDPTD3A3AW | Canada | CAD | MOLD,CABLE, HORZ THRU PAR | 639.21 | EA | 0
559155 | Canada | CAD | PUNCH DIE M10 3/8 IN | 171.65 | EA | 0
TAC2Q2D | Canada | CAD | MOLD,CABLE,HORIZ TEE | 276.78 | EA | 0
LPA162CTO | Canada | CAD | STRIP,AL,1-1/4 X .080 | 22.11 | EA | 0
PTC2B2QW | Canada | CAD | MOLD,CABLE, HORZ THRU PAR | 329.2 | EA | 0
557130 | Canada | CAD | BRAID,CU,PLAIN,25 M LG, | 37.19 | MR | 0
FLXPABB0009 | Canada | CAD | FLEXIBAR,ADV,10X40X1,ABB, | 410.57 | EA | 0
EL16D6SP01 | Canada | CAD | COUPLER,LENTON,TERMINATOR | 56.15 | EA | 0
LPC509L | Canada | CAD | CLIP ASSY,SECONDARY CABLE | 19.88 | EA | 0
DT175030R | Canada | CAD | TYPE 1, 750V, 3 0 | 908.27 | EA | 0
XBV2Q4L | Canada | CAD | MOLD,CABLE,HORZ X LAPPED | 1215.58 | EA | 0
EGP100 | Canada | CAD | PLATE,GRD,POLE,COPPER,W/L | 20.64 | EA | 0
CAVHT1H16 | Canada | CAD | MOLD,CABLE TO VERT CAST | 269.61 | EA | 0
534042ABB01 | Canada | CAD | FLEXIBAR,ADV,10X50X1,ABB | 163.31 | EA | 0
LPC138CTO | Canada | CAD | CABLE,CU,CONCENTRIC,37 | 25.13 | EA | 0
LJCGG2V | Canada | CAD | MOLD,CABLE TO BUS/LUG, | 276.78 | EA | 0
534058GE07B | Canada | CAD | FLEXIBAR,ADV,10X100X1,GE | 1167.48 | EA | 0
RBT81011HA | Canada | CAD | SLEEVE,CADWELD,#8 -1 T- | 130.75 | EA | 0
PTC2L1L | Canada | CAD | MOLD,CABLE, HORZ THRU PAR | 276.78 | EA | 0
VSC1E | Canada | CAD | MOLD,CABLE TO VERT STL,45 | 276.78 | EA | 0
PTC2Q2C | Canada | CAD | MOLD,CABLE,HORZ THRU PARA | 276.78 | EA | 0
LPA248ST | Canada | CAD | POINT,AL,BLUNT,5/8 X 48IN | 44.47 | EA | 0
PTCY6Y6 | Canada | CAD | MOLD,CABLE,HORZ THRU PARA | 276.78 | EA | 0
534041KOM08 | Canada | CAD | FLEXIBAR,ADV,8X50X1MM,KOM | 416.12 | EA | 0
563601 | Canada | CAD | BRAID,SHUNT,INSULATED, | 7.28 | EA | 0
C4013C2B | Canada | CAD | FRAME,MOLD,COMPONENT, | 1844.69 | EA | 0
LPC136250 | Canada | CAD | CABLE,CU,CONC,37STR X | 16.9 | FT | 0
B922CC38C | Canada | CAD | LUG,CU,1/8 X 5/8,(2)3/8 | 23.56 | EA | 0
PB10VF2G | Canada | CAD | MOLD,CABLE TO VERT STL,VE | 271.52 | EA | 0
HDGRC163Q | Canada | CAD | MOLD,CABLE TO GRD ROD,VER | 276.78 | EA | 0
LPC227L | Canada | CAD | POINT,CU,1/2IN X 36IN | 63.84 | EA | 0
534056ABB14 | Canada | CAD | FLEXIBAR,ADV,6X100X1,ABB, | 673.65 | EA | 0
LPC231BST | Canada | CAD | POINT,CU,5/8X10IN,1/2THR | 23.8 | EA | 0
VTC1H2.50 | Canada | CAD | MOLD,CABLE TO VERT STL,HO | 276.78 | EA | 0
HAA1L350C | Canada | CAD | MOLD,CABLE TO HORZ STL,HO | 168.64 | EA | 0
RTH552Q | Canada | CAD | MOLD,CABLE TO REBAR,HORZ | 484.97 | EA | 0
RCE582G | Canada | CAD | MOLD,CABLE TO REBAR,VERT | 775.14 | EA | 0
RBWS1467U | Canada | CAD | BASIN,POURING,#4/#5 STAND | 292.1 | EA | 0
GRB5412 | Canada | CAD | GR BAR,1/4INX4INX12IN,26 | 71.06 | EA | 0
EGBA14424RRT | Canada | CAD | BAR,GRD BUS,1/4 X 2 X 24 | 429 | EA | 0
TAC3QY0 | Canada | CAD | MOLD,CABLE,HORZ TEE | 276.78 | EA | 0
INTCPTADF2NPT | Canada | CAD | INTERCEPTOR,ADAPTER,MK3 | 365.81 | EA | 0
LPS815 | Canada | CAD | CLAMP,SEAM,STANDING,SS | 11.79 | EA | 0
HCA1K1.25 | Canada | CAD | MOLD,CABLE TO HORZ STL,HO | 168.64 | EA | 0
ECRHE202Q4U | Canada | CAD | ELECTRODE ASSY,GRD,20LG H | 4573.31 | EA | 0
NCR182Q2C | Canada | CAD | MOLD,CABLE TO GRD ROD,HOR | 376.08 | EA | 0
PTC2QS6 | Canada | CAD | MOLD,CABLE, HORZ THRU PAR | 276.78 | EA | 0
SBL1005 | Canada | CAD | PLATE ASSY,BASE,3 1/2 HP | 469.95 | EA | 0
TACY1Y1 | Canada | CAD | MOLD,CABLE,HORZ TEE | 276.78 | EA | 0
534034GE07 | Canada | CAD | FLEXIBAR,ADV,6X40X1MM,GE, | 246.48 | EA | 0
RBT910101 | Canada | CAD | SPLICE,KIT,#9/#10 CADWELD | 242.93 | EA | 0
LPA605 | Canada | CAD | POINT,AL,CONCEALED,1/2IN | 63.35 | EA | 0
RBHSA9560M | Canada | CAD | BASIN,POURING,#18 HORIZ. | 713.05 | EA | 0
534053 | Canada | CAD | FLEX ADV2MTC 10X80X1 | 1414.32 | EA | 0
SBGT1161VC | Canada | CAD | ONE-SHOT,1-2SOL,2-3 STR, | 13.52 | EA | 0
KXR10 | Canada | CAD | HANGER,CONDUIT,FLEXIBLE | 18.45 | EA | 0
RRC511T | Canada | CAD | MOLD,CABLE TO REBAR,HORZ | 276.78 | EA | 0
568669 | Canada | CAD | SUPPORT FOR ONE EARTHING | 1.37 | EA | 0
508037 | Canada | CAD | BRAID,FLEXIBLE, | 1554.31 | EA | 0
CAHAA1TA | Canada | CAD | MOLD,CABLE TO HORZ STL,HO | 168.64 | EA | 0
EL12CPPW | Canada | CAD | LENTON,PLUG,PLASTIC,#4, | 5.74 | EA | 0
ZCCSS24 | Canada | CAD | MOLD,CABLE,NO BUILD-UP | 276.78 | EA | 0
LK420 | Canada | CAD | CUP,GRADUATED,MEASURING | 52.15 | EA | 0
710057770AEP | Canada | CAD | ROD,GROUND,5/8,CU BONDED, | 382.86 | EA | 0
534034GE48 | Canada | CAD | FLEXIBAR,ADV,6X40X1MM,GE, | 352.96 | EA | 0
CAPCT1V1H | Canada | CAD | MOLD,CABLE, HORZ TAP PARA | 269.61 | EA | 0
EL16S4ANSS | Canada | CAD | COUPLER,LENTON,STRGHT,S4, | 146.33 | EA | 0
HTC9D1.50 | Canada | CAD | MOLD,CABLE TO HORZ STL,HO | 276.78 | EA | 0
PB10GLEE2W | Canada | CAD | MOLD,CABLE TO LUG,HORZ SP | 271.52 | EA | 0
PTC2G1L | Canada | CAD | MOLD,CABLE, HORZ THRU PAR | 276.78 | EA | 0
PB10SS2S | Canada | CAD | MOLD,CABLE,HORZ SPLICE | 199.84 | EA | 0
B852A12C2C12 | Canada | CAD | STRAP,ASSY,SIGNAL MAST GR | 262.98 | EA | 0
EGBA14412FF | Canada | CAD | BAR,GRD BUS,1/4 X 4 X 12 | 195 | EA | 0
VBC1K | Canada | CAD | MOLD,CABLE TO VERT STL,VE | 276.78 | EA | 0
GFC182C | Canada | CAD | MOLD,CABLE TO GRD ROD,HOR | 276.78 | EA | 0
SBTBJ3348 | Canada | CAD | BOND,JUMPER,3/16 & 3/4 TA | 22.82 | EA | 0
XLPCC2Q1V | Canada | CAD | MOLD,CABLE,HORZ TAP PARAL | 328.55 | EA | 0
EP4X6 | Canada | CAD | COUPLER,ANCHOR,FORMSAVER | 26.68 | EA | 0
B532C2Q240 | Canada | CAD | JUMPER,ASSY,4/0 CONC 240 | 429.27 | EA | 0
LPC34938 | Canada | CAD | BASE,POINT,CU,SS MT | 216.02 | EA | 0
SVRY8Y7 | Canada | CAD | MOLD,CABLE,VERT SPLICE | 376.08 | EA | 0
HDXBV3A2Q | Canada | CAD | MOLD,CABLE,HORZ X LAPPED | 1215.58 | EA | 0
HDGTC161V | Canada | CAD | MOLD,CABLE TO GRD ROD,VER | 276.78 | EA | 0
A811A26F50 | Canada | CAD | STOCK,BAR,CU,26GA X 2 IN | 153.48 | EA | 0
EGBC14215NN | Canada | CAD | BUSBAR,GRD,CU,1/4X2X15,NN | 136.5 | EA | 0
EGBA14436LL | Canada | CAD | BAR,GRD BUS,1/4 X 4 X 36 | 538.2 | EA | 0
B117B | Canada | CAD | DISK,STL,1 INCH,11 PER PA | 0.17 | EA | 0
XLHSC1V | Canada | CAD | MOLD,CABLE TO HORZ STL,HO | 328.55 | EA | 0
633480SG01 | Canada | CAD | GROUND ROD,COPPERBONDED, | 82.16 | EA | 0
EL16D6 | Canada | CAD | COUPLER,LENTON TERMINATOR | 9.18 | EA | 0
EGBA14318GG | Canada | CAD | BAR,GRD BUS,1/4 X 3 X 18 | 234 | EA | 0
534053RW13 | Canada | CAD | FLEXIBAR,ADV,10X80X1,RW | 414.09 | EA | 0
GLCCE2G | Canada | CAD | MOLD,CABLE TO LUG,HORZ SP | 276.78 | EA | 0
GYR332G | Canada | CAD | MOLD,CABLE TO HORZ,STL,HO | 376.08 | EA | 0
LPA803 | Canada | CAD | STRAP,AL,CABLE,1/2IN WIDE | 0.77 | EA | 0
LPC801 | Canada | CAD | STRAP,CU,CABLE,3/8IN WIDE | 1.09 | EA | 0
LPA245ST | Canada | CAD | POINT,AL,BLUNT,5/8 X 24IN | 24.06 | EA | 0
549504 | Canada | CAD | KIT,SUPPORT,BUSBAR,CABS | 50.34 | EA | 0
550230 | Canada | CAD | BUSBAR,5 MM,THD,M6,32X5 | 306.19 | EA | 0
A811G20F250 | Canada | CAD | STOCK,BAR,CU,20GA X 4IN X | 4329.31 | EA | 0
GTC16T6 | Canada | CAD | MOLD,CABLE TO GRD ROD,VER | 276.78 | EA | 0
NDR18Y4 | Canada | CAD | MOLD,CABLE TO GRD ROD,HOR | 376.08 | EA | 0
550630 | Canada | CAD | BUSBAR,DETAIL,NO HOLES,40 | 611.43 | EA | 0
534029ABB17 | Canada | CAD | FLEXIBAR,ADV,10X32X1,ABB, | 162.11 | EA | 0
NDR181Y | Canada | CAD | MOLD,CABLE TO GRD ROD,HOR | 376.08 | EA | 0
XLVSC2Q | Canada | CAD | MOLD,CABLE TO VERT STL,45 | 328.55 | EA | 0
CGCEAL | Canada | CAD | MOLD,BUS TO HORZ STL,TAP | 276.78 | EA | 0
RBT1110115H | Canada | CAD | SPLICE,KIT,#11 CADWELD T- | 323.61 | EA | 0
LPC48058LG | Canada | CAD | FASTENER,CU,BARE POINT, | 85.45 | EA | 0
FLXPABB0029 | Canada | CAD | FLEXIBAR,ADV,4X80X1,ABB | 318.16 | EA | 0
GTC313Q | Canada | CAD | MOLD,CABLE TO GRD ROD,VER | 276.78 | EA | 0
SBB855C1K72 | Canada | CAD | STUD,GROUNDING,AL/CU,W/72 | 127.32 | EA | 0
PTC1GY2 | Canada | CAD | MOLD,CABLE, HORZ THRU PAR | 276.78 | EA | 0
PTC3Q1V | Canada | CAD | MOLD,CABLE, HORZ THRU PAR | 276.78 | EA | 0
561167 | Canada | CAD | POWER BLOCK SBF2C 400AL | 71.06 | EA | 0
DFSTD | Canada | CAD | MOLD,INSERT,STANDARD I BE | 639.39 | EA | 0
LU22FT12D | Canada | CAD | LENTON ULTIMATE,FEMALE, | 16.13 | EA | 0
BXB139J2 | Canada | CAD | BOX,ONELOOK,ERICO | 3.93 | EA | 0
RRH572V | Canada | CAD | MOLD,CABLE TO REBAR,HORZ | 484.97 | EA | 0
GFC189F | Canada | CAD | MOLD,CABLE TO GRD ROD,HOR | 276.78 | EA | 0
XBV3A3A | Canada | CAD | MOLD,CABLE,HORZ X LAPPED | 1215.58 | EA | 0
563920 | Canada | CAD | BLOCK,4,POLE DISTRIBUTION | 44.69 | EA | 0
GRC182B | Canada | CAD | MOLD,CABLE TO GRD ROD,VER | 276.78 | EA | 0
549220 | Canada | CAD | BUSBAR,5 MM,THD,M5,12X5 | 95.41 | EA | 0
EL18A2N | Canada | CAD | COUPLER,LENTON,SOURCED,A2 | 19.3 | EA | 0
615850LP | Canada | CAD | GR ROD, PTD, CU-BOND, NOM | 33.19 | EA | 0
NX1161GPLUS | Canada | CAD | ONE-SHOT,CABLE TO GRD ROD | 34.42 | EA | 0
534034ARZ29 | Canada | CAD | FLEXIBAR,ADV,6X40X1MM,ARZ | 348.41 | EA | 0
NCR312C | Canada | CAD | MOLD,CABLE TO GRD ROD, | 376.08 | EA | 0
615800SG01 | Canada | CAD | GROUND ROD,COPPERBONDED,5 | 60.32 | EA | 0
LJCFALY2 | Canada | CAD | MOLD,CABLE TO BUS/LUG,HOR | 276.78 | EA | 0
B530D2Q120 | Canada | CAD | JUMPER,ASSY,4/0 CONC 120 | 327.81 | EA | 0
B530C2Q48 | Canada | CAD | JUMPER,ASSY,4/0 CONC 12 I | 224.77 | EA | 0
CACHAAES | Canada | CAD | MOLD,BUS TO HORZ STL,THRU | 168.64 | EA | 0
GRC162G | Canada | CAD | MOLD,CABLE TO GRD ROD,VER | 276.78 | EA | 0
PTD4L3Q | Canada | CAD | MOLD,CABLE,HORZ THRU PARA | 586.79 | EA | 0
SSCY6 | Canada | CAD | MOLD,CABLE,HORZ SPLICE | 276.78 | EA | 0
EL32A2ES | Canada | CAD | COUPLER,LENTON STANDARD,# | 89.36 | EA | 0
UTB30DP | Canada | CAD | PROTECTOR,SURGE,UTB,2PAIR | 261.68 | EA | 0
CAHAAW2 | Canada | CAD | MOLD,CABLE TO HORZ STL,HO | 168.64 | EA | 0
EGBA14214BB | Canada | CAD | BAR,ASSY,GRD BUS,1/4 X 2 | 150.8 | EA | 0
EVC6 | Canada | CAD | CLAMP,VISE,#6 SOL-#10 SOL | 6.21 | EA | 0
FLXPABB0019 | Canada | CAD | FLEXIBAR,ADV,6X40X1,ABB, | 209.766 | EA | 0
EDT248020R | Canada | CAD | ENHANCED TYPE 2, 480V, 20 | 219.04 | EA | 0
RTPY3M | Canada | CAD | MOLD,CABLE TO REBAR,HORZ | 304.2 | EA | 0
EL16D6GV | Canada | CAD | ANCHOR,LENTON TERMINATOR, | 93.38 | EA | 0
LPS902BB | Canada | CAD | BRACKET,SS,BASE,1/8X3X5-7 | 57.29 | EA | 0
NDR16Y1 | Canada | CAD | MOLD,CABLE TO GRD ROD,HOR | 376.08 | EA | 0
SRGBH018 | Canada | CAD | GRID,SRG,2 X 18,26 GAGEX2 | 1262.6 | EA | 0
EL28A12CRN | Canada | CAD | COUPLER,LENTON,STANDARD, | 190.24 | EA | 0
GTC18T3 | Canada | CAD | MOLD,CABLE TO GRD ROD,VER | 276.78 | EA | 0
613415GAL01 | Canada | CAD | ROD,GRD,3/4X15,CU BONDED | 92.77 | EA | 0
534029ABB09 | Canada | CAD | FLEXIBAR,ADV,10X32X1,ABB, | 214.2 | EA | 0
534045APG12 | Canada | CAD | FLEXIBAR,ADV,5X63X1MM,APG | 291.08 | EA | 0
534111 | Canada | CAD | BUSBAR,FLEXIBLE,ADVANCED, | 180.65 | EA | 0
LPA2942F5M | Canada | CAD | ADAPTER,AL,COUPL.,1/2IN | 22.54 | EA | 0
LK614 | Canada | CAD | DISK,SEALING,LENTON,INTER | 10.91 | EA | 0
HDPTD9J9F | Canada | CAD | MOLD,CABLE, HORZ THRU PAR | 586.79 | EA | 0
560920 | Canada | CAD | KIT,SUPPORT,BUSBAR,ADJUST | 29.63 | EA | 0
LPC203ST | Canada | CAD | POINT,CU,BLUNT,3/8IN X | 51.94 | EA | 0
559050 | Canada | CAD | TOOL,KNIFE,STRIPPING,FLEX | 103.99 | EA | 0
PTDY7Y7 | Canada | CAD | MOLD,CABLE,HORZ THRU PARA | 586.79 | EA | 0
SCB15002A | Canada | CAD | WELD METAL,CADWELD RAIL S | 130.65 | EA | 0
GEMSAM2GA1 | Canada | CAD | SAMPLE,GROUNDING,ENHCMNT | 28.5 | EA | 0
EL43T32P9 | Canada | CAD | COUPLER,LENTON POSITION,# | 192.91 | EA | 0
GTC331T | Canada | CAD | MOLD,CABLE TO GRD ROD,VER | 276.78 | EA | 0
EDT255040R | Canada | CAD | ENHANCED TYPE 2, 550V, 40 | 502.63 | EA | 0
EGBA14420NN | Canada | CAD | BAR ASSY,GRD BUS,1/4X4X20 | 309.4 | EA | 0
SBG15003 | Canada | CAD | CASE,CARRYING,GRINDER,RAI | 721.27 | EA | 0
GYE161K | Canada | CAD | MOLD,CABLE TO GRD ROD,VER | 775.14 | EA | 0
B117LBOX | Canada | CAD | DISK,STL,1-1/2 INCH,CRP | 0.08 | EA | 0
285106 | Canada | CAD | KIT,FLEXIBAR,ADV,EATON | 387.65 | EA | 0
T422A | Canada | CAD | INSPECTION PIT, TIER 22 | 1346.01 | EA | 0
B548A92 | Canada | CAD | KIT,MOUNT,HARDWARE,INSUL/ | 43.89 | EA | 0
GYE182VW | Canada | CAD | MOLD,CABLE TO GRD ROD,VER | 853.76 | EA | 0
HAAW2 | Canada | CAD | MOLD,CABLE TO HORZ STL,HO | 168.64 | EA | 0
GT1182CPLUS | Canada | CAD | ONE-SHOT,CABLE TO GRD ROD | 35.18 | EA | 0
ML4G | Canada | CAD | COUPLER,QUICK-WEDGE,#4 GA | 31.06 | EA | 0
EL43TA2D6ES | Canada | CAD | COUPLER,LENTON,#14 (3.5MM | 224.88 | EA | 0
HAAY311C | Canada | CAD | MOLD,CABLE TO HORZ STL,HO | 168.64 | EA | 0
TDX200C120/240 | Canada | CAD | SURGE PROTECTOR, TDX200C | 1705.82 | EA | 0
GRB7420T | Canada | CAD | BUSBAR,ASSY,1/4 X 4 X 20 | 125.55 | EA | 0
GYE188D | Canada | CAD | MOLD,CABLE TO GRD ROD,VER | 775.14 | EA | 0
LPA100GE02 | Canada | CAD | CONDUCTOR,SMOOTH,WEAVE,AL | 21.42 | EA | 0
PTD3X3Q | Canada | CAD | MOLD,CABLE, HORZ THRU PAR | 586.79 | EA | 0
534034EPI01 | Canada | CAD | FLEXIBAR,ADV,6X40X1MM,EPI | 159.34 | EA | 0
LU32TDR14D | Canada | CAD | LENTON ULTIMATE,ANCHOR, | 60.13 | EA | 0
GYR16Y6 | Canada | CAD | MOLD,CABLE TO GRD ROD,VER | 376.08 | EA | 0
534026AMX11 | Canada | CAD | FLEXIBAR,ADV,5X32X1,AMX | 170.85 | EA | 0
SBS8INSUL | Canada | CAD | BOND STRAND,INSUL,S8 3/16 | 2.99 | EA | 0
ERICORE600U | Canada | CAD | DOWNCONDUCTOR,LIGHTNING, | 99347.26 | EA | 0
FLXPRW0009 | Canada | CAD | FLEXIBAR,ADV,4X24X1MM,RW, | 299.213 | EA | 0
LJCAG1Y | Canada | CAD | MOLD,CABLE TO BUS/LUG,HOR | 276.78 | EA | 0
CAHBA1L18 | Canada | CAD | MOLD,CABLE TO HORZ CAST I | 168.64 | EA | 0
545860 | Canada | CAD | PUNCH,TOOL,11X20MM | 414.14 | EA | 0
GYR14Y5 | Canada | CAD | MOLD,CABLE TO GRD ROD,VER | 376.08 | EA | 0
PCC2Q2C | Canada | CAD | MOLD,CABLE, HORZ TAP PARA | 276.78 | EA | 0
CAHBA1G | Canada | CAD | MOLD,CABLE TO HORZ CAST I | 168.64 | EA | 0
B802D01A72 | Canada | CAD | PLATE,ASSY,GRD,RISER,LOW | 29.93 | EA | 0
MTKS3371 | Canada | CAD | MAT,GRD,4 X 6 FT,6 SOL CU | 759.47 | EA | 0
556200 | Canada | CAD | SLEEVE,GLASS,FIBER,W/ HGH | 2.28 | MR | 0
EP5X7 | Canada | CAD | COUPLER,ANCHOR,FORMSAVER | 28.63 | EA | 0
534425 | Canada | CAD | IBSB ADV 100-630-8-10 | 73.8 | EA | 0
RBT14101H | Canada | CAD | SPLICE,KIT,#14 CADWELD T- | 353.01 | EA | 0
EPD2050F | Canada | CAD | MODULE ASSY, SURGE | 92.05 | EA | 0
XAC2N2N | Canada | CAD | MOLD,CABLE,HORZ X SAME PL | 276.78 | EA | 0
EGBA12624RR | Canada | CAD | BAR,GRD BUS,1/2 X 6 X 24 | 670.8 | EA | 0
PB60TA4L5T | Canada | CAD | MOLD,CABLE,HORZ TEE | 423.66 | EA | 0
534034ARZ06 | Canada | CAD | FLEXIBAR,ADV,6X40X1MM,ARZ | 445.47 | EA | 0
GTT311G | Canada | CAD | MOLD,CABLE TO GRD ROD,VER | 269.61 | EA | 0
EGGBC14412SSS1 | Canada | CAD | BUSBAR,STL,GALV,1/4X4X12, | 94.95 | EA | 0
PTC2G1Y | Canada | CAD | MOLD,CABLE, HORZ THRU PAR | 276.78 | EA | 0
EL36P9Q | Canada | CAD | COUPLER,LENTON,POSITION, | 173.69 | EA | 0
SBS09C | Canada | CAD | SLEEVE,BOND,FIELD MADE | 1.85 | EA | 0
GTT161GM | Canada | CAD | MOLD,CABLE TO GRD ROD,VER | 180.87 | EA | 0
GRC169K | Canada | CAD | MOLD,CABLE TO GRD ROD,VER | 276.78 | EA | 0
VVRY7 | Canada | CAD | MOLD,CABLE TO VERT STL, | 376.08 | EA | 0
554910 | Canada | CAD | POLY,SLEEVE,ZIPFLEX,20M, | 7.77 | MR | 0
RTC521L | Canada | CAD | MOLD,CABLE TO REBAR,HORZ | 276.78 | EA | 0
RBVC19070F | Canada | CAD | BASIN,POURING,#11 VERTICA | 1068.15 | EA | 0
EST4630 | Canada | CAD | TESTER,GROUND RESISTANCE | 6059.82 | EA | 0
47858070AEP | Canada | CAD | ROD,GRD,5/8,CU PLATED,15 | 333.23 | EA | 0
EL57T28A2 | Canada | CAD | COUPLER,LENTON STANDARD,# | 157.39 | EA | 0
CSP1SMA600 | Canada | CAD | COAXIAL SURGE PROTECTOR, | 182.78 | EA | 0
534029ABB15 | Canada | CAD | FLEXIBAR,ADV,10X32X1,ABB, | 160.32 | EA | 0
LPC153CTO | Canada | CAD | WIRE,CU,SOLID,BONDING, | 9.62 | EA | 0
RBM2759K | Canada | CAD | FITTING,CADWELD,#11/#18 E | 774.18 | EA | 0
B399A | Canada | CAD | CLAMP,HANDLE,MINI EZ FOR | 128.57 | EA | 0
EL38A2N | Canada | CAD | COUPLER,LENTON,SOURCED,A2 | 52.71 | EA | 0
B3394 | Canada | CAD | MOTOR,ENGINE,EFCO 940 | 798.88 | EA | 0
LPC80538 | Canada | CAD | STRAP,CU,CABLE,5/8IN WIDE | 4.12 | EA | 0
CAVHT1G8 | Canada | CAD | MOLD,CABLE TO VERT CAST I | 269.61 | EA | 0
SBK341A | Canada | CAD | HOSE,RUBBER,50 FT RED,ADA | 101.93 | EA | 0
TACY82Q | Canada | CAD | MOLD,CABLE,HORZ TEE | 276.78 | EA | 0
VSC3H | Canada | CAD | MOLD,CABLE TO VERT STL,45 | 276.78 | EA | 0
RHC541V | Canada | CAD | MOLD,CABLE TO REBAR,HORZ | 276.78 | EA | 0
PCC2Q8D | Canada | CAD | MOLD,CABLE, HORZ TAP PARA | 276.78 | EA | 0
EL12D6SS | Canada | CAD | COUPLER,LENTON TERMINATOR | 67.78 | EA | 0
635883GAL01 | Canada | CAD | ROD,GRD,5/8X8,SEC,CU BOND | 57.9 | EA | 0
PTC2GS6 | Canada | CAD | MOLD,CABLE,HORZ THRU PARA | 276.78 | EA | 0
UTB5SP | Canada | CAD | PROTECTOR,SURGE,UTB,1PAIR | 200.28 | EA | 0
SVR2L | Canada | CAD | MOLD,CABLE,VERT SPLICE | 376.08 | EA | 0
XAC1Y1Y | Canada | CAD | MOLD,CABLE,HORZ X SAME PL | 276.78 | EA | 0
B295X51Z63 | Canada | CAD | LABEL,ADHESIVE,TYPE 2 | 111.84 | EA | 0
GTC14Y1 | Canada | CAD | MOLD,CABLE TO GRD ROD,VER | 276.78 | EA | 0
TDSGABC14 | Canada | CAD | GROUNDING, BUS, KIT | 547.46 | EA | 0
ACSCC30001A | Canada | CAD | WELD METAL,ALLOY,3000 GRA | 191.24 | EA | 0
HAA1L11C | Canada | CAD | MOLD,CABLE TO HORZ STL,HO | 168.64 | EA | 0
XACY7Y5 | Canada | CAD | MOLD,CABLE,HORZ X SAME PL | 276.78 | EA | 0
534531 | Canada | CAD | IBS ADV 240-1030-12 | 387 | EA | 0
RCE512G | Canada | CAD | MOLD,CABLE TO REBAR,VERT | 775.14 | EA | 0
B533A2G48 | Canada | CAD | JUMPER,ASSY,2/0 CONC 48LG | 325.33 | EA | 0
158700EDP | Canada | CAD | GR ROD, SEC CU-BOND,14.2M | 35.82 | EA | 0
508053 | Canada | CAD | BRAID,FLEXIBLE, | 2074.36 | EA | 0
561169 | Canada | CAD | POWER BLOCK SBF 630AL | 120.54 | EA | 0
XBQ9F2GW | Canada | CAD | MOLD,CABLE,HORZ X LAPPED | 633.28 | EA | 0
CAB496A44B0 | Canada | CAD | STRAP,BOND,13 IN LG,2 PUN | 17.39 | EA | 0
SBCD2BSSWH | Canada | CAD | HANGER,KIT,CONDUIT,1 1/4 | 13.43 | EA | 0
716486 | Canada | CAD | DRILL,HOLLOW CORE, 31MM | 610.22 | EA | 0
EBCCAFCAF | Canada | CAD | MOLD,BUS BAR,HORZ X LAPPE | 276.78 | EA | 0
534019STK04 | Canada | CAD | FLEXIBAR,ADV,5X24X1MM,STK | 50.99 | EA | 0
CAGRT161H | Canada | CAD | MOLD,CABLE TO GRD ROD,VER | 269.61 | EA | 0
TAC3D4Y | Canada | CAD | MOLD,CABLE,HORZ TEE CONC | 276.78 | EA | 0
TACY8Y1 | Canada | CAD | MOLD,CABLE,HORZ TEE | 276.78 | EA | 0
P102F20ETN | Canada | CAD | WELD METAL, CADWELD, F20 | 42.78 | EA | 0
LC20S2ESD | Canada | CAD | SLEEVE,S2 SERIES,EPOXY | 128.11 | EA | 0
534034ARZ01 | Canada | CAD | FLEXIBAR,ADV,6X40X1MM,ARZ | 369.1 | EA | 0
PB70XB3Q3Q | Canada | CAD | MOLD,CABLE,HORZ X LAPPED | 476.13 | EA | 0
HDPTC3Q2LW | Canada | CAD | MOLD,CABLE, HORZ THRU PAR | 329.2 | EA | 0
EGBC38308NNT | Canada | CAD | BAR,GRD BUS,3/8 X 3 X 8 | 819.46 | EA | 0
OMG40P1P | Canada | CAD | OMEGA LEXAN, SES40P, 1PH | 10.32 | EA | 0
EL2522P9 | Canada | CAD | COUPLER,LENTON STANDARD,# | 120.4 | EA | 0
GYP16006M | Canada | CAD | MOLD,CABLE TO GRD ROD,VER | 205.88 | EA | 0
GLCDE2QW | Canada | CAD | MOLD,CABLE TO LUG,HORZ SP | 302.99 | EA | 0
534405 | Canada | CAD | IBSB ADV 25-830-6 | 33.64 | EA | 0
EL36CIPPBG50 | Canada | CAD | PROTECTOR,THREAD,A12 THD, | 1.01 | EA | 0
EGBA14448LL | Canada | CAD | BAR,GRD BUS,1/4 X 4 X 48, | 721.5 | EA | 0
EGBA14424AAT | Canada | CAD | BAR,GRD BUS,1/4 X 4 X 24 | 429 | EA | 0
B101GG45002 | Canada | CAD | LUG,CU,3/8X1-1/2,W/ONE | 43.91 | EA | 0
TAC2Q9GW | Canada | CAD | MOLD,CABLE,HORZ TEE | 355.41 | EA | 0
GPR188K | Canada | CAD | MOLD,CABLE TO GRD ROD,VER | 376.08 | EA | 0
PQCF320240V | Canada | CAD | SES320F240V | 6216.02 | EA | 0
PB20TA4R4R | Canada | CAD | MOLD,CABLE,HORZ TEE | 199.84 | EA | 0
HDXBV9F9F | Canada | CAD | MOLD,CABLE,HORZ X LAPPED | 1215.58 | EA | 0
CP34 | Canada | CAD | CLAMP,GRD ROD,SIL BRZ,STD | 6.05 | EA | 0
GCHSC89 | Canada | CAD | KIT,CLIP,GLUED RAIL TIE,8 | 351.23 | EA | 0
A927E080 | Canada | CAD | SCREW,SET,5/16-18 X 1/2,1 | 0.72 | EA | 0
PTC9F2QW | Canada | CAD | MOLD,CABLE,HORZ THRU PARA | 329.2 | EA | 0
GPR222Q | Canada | CAD | MOLD,CABLE TO GRD ROD,VER | 376.08 | EA | 0
SES320F480D | Canada | CAD | SES, 320KA, FILTER, 480V | 1741.66 | EA | 0
534057EPI03 | Canada | CAD | FLEXIBAR,ADV,8X100X1,EPI, | 541.92 | EA | 0
EL20P9SSN | Canada | CAD | COUPLER,LENTON,POSITION, | 299.15 | EA | 0
ERICORE120T | Canada | CAD | DOWNCONDUCTOR,LIGHTNING, | 21460.05 | EA | 0
TACY9W3 | Canada | CAD | MOLD,CABLE,HORZ TEE | 276.78 | EA | 0
EL43TP13LES | Canada | CAD | COUPLER,LENTON,POSITION, | 309.59 | EA | 0
534036 | Canada | CAD | FLEX ADV2MTC 10X40X1 | 609.64 | EA | 0
PTCY5Y4 | Canada | CAD | MOLD,CABLE,HORZ THRU PARA | 276.78 | EA | 0
SSC3QW | Canada | CAD | MOLD,CABLE,HORZ SPLICE,W/ | 329.2 | EA | 0
555201 | Canada | CAD | BRAID,CU,TINNED,25MM2 | 9.26 | EA | 0
SB01VS6M | Canada | CAD | MOLD,CABLE TO VERT STL,45 | 180.87 | EA | 0
TAC9G2D | Canada | CAD | MOLD,CABLE,HORZ TEE | 276.78 | EA | 0
LPA517 | Canada | CAD | SPLICE,AL,CAST,CABLE, | 24.58 | EA | 0
GTC183D | Canada | CAD | MOLD,CABLE TO GRD ROD,VER | 276.78 | EA | 0
SSC3X2L | Canada | CAD | MOLD,CABLE,HORZ SPLICE | 276.78 | EA | 0
GTC339D | Canada | CAD | MOLD,CABLE TO GRD ROD,VER | 276.78 | EA | 0
534018GE06 | Canada | CAD | FLEXIBAR,ADV,4X24X1MM,GE, | 150.07 | EA | 0
TDX100M120/208 | Canada | CAD | PROTECTOR,SURGE,TDX100M,3 | 1788.94 | EA | 0
HDGMR182Q | Canada | CAD | MOLD,CABLE TO GRD ROD,VER | 376.08 | EA | 0
EL22A2Q | Canada | CAD | COUPLER,LENTON STANDARD, | 36.34 | EA | 0
CAPCP2C1D | Canada | CAD | MOLD,CABLE, HORZ TAP PARA | 314.68 | EA | 0
NDR142C | Canada | CAD | MOLD,CABLE TO GRD ROD,HOR | 376.08 | EA | 0
GYE189B | Canada | CAD | MOLD,CABLE TO GRD ROD,VER | 775.14 | EA | 0
ERICORE081T | Canada | CAD | DOWNCONDUCTOR,LIGHTNING, | 15002.44 | EA | 0
GR1161L | Canada | CAD | ONE-SHOT,CABLE TO GRD ROD | 25.84 | EA | 0
B522C | Canada | CAD | CLAMP,ASSY,1 1/2 NOMINAL | 57.99 | EA | 0
SSC9F2Q | Canada | CAD | MOLD,CABLE,HORZ SPLICE | 276.78 | EA | 0
EGBB18412FF | Canada | CAD | BAR,GRD BUS,1/8 X 4 X 12 | 198.68 | EA | 0
EL2820A2 | Canada | CAD | COUPLER,LENTON STANDARD,# | 65.6 | EA | 0
534058TMS05 | Canada | CAD | FLEXIBAR,ADV,10X100X1,TMS | 1695.38 | EA | 0
PBW13S56B | Canada | CAD | BOND,JOINT,500 RLAY WEB,5 | 176.57 | EA | 0
285113 | Canada | CAD | KIT,FLEXIBAR,ADV,EATON | 200.72 | EA | 0
ECM225 | Canada | CAD | CONNECTOR,LUG,CU,OFFSET T | 22.22 | EA | 0
A927F179 | Canada | CAD | BOLT,HEX HEAD,1/4-20 X 3/ | 0.85 | EA | 0
TDX400S120/240 | Canada | CAD | PROTECTOR,SURGE,TDX400S | 5376.14 | EA | 0
GRC14Y5 | Canada | CAD | MOLD,CABLE TO GRD ROD,VER | 276.78 | EA | 0
555185 | Canada | CAD | BRAID,CU,TINNED,CUSTOM, | 102.55 | EA | 0
TAC3H1V | Canada | CAD | MOLD,CABLE,HORZ TEE | 276.78 | EA | 0
EL57TP9N | Canada | CAD | COUPLER,LENTON,SOURCED,P9 | 184 | EA | 0
TAC2Q8G | Canada | CAD | MOLD,CABLE,HORZ TEE | 276.78 | EA | 0
534013 | Canada | CAD | FLEX ADV2MTC 5X20X1 | 182.53 | EA | 0
558935 | Canada | CAD | FLEX FOLD CLAMP 120 MFFC | 941.02 | EA | 0
RJC54Y2 | Canada | CAD | MOLD,CABLE TO REBAR,VERT | 276.78 | EA | 0
XAC3D2V | Canada | CAD | MOLD,CABLE,HORZ X SAME PL | 276.78 | EA | 0
UTB15MEX | Canada | CAD | PROTECTOR,SURGE,UTB REPLA | 164.87 | EA | 0
534047RW36 | Canada | CAD | FLEXIBAR,ADV,8X63X1MM,RW, | 121.89 | EA | 0
534018ABB13 | Canada | CAD | FLEXIBAR,ADV,4X24X1MM,ABB | 251.54 | EA | 0
LPC34758 | Canada | CAD | BASE,CU,CAST,HALF SADDLE, | 90.6 | EA | 0
RRC53Y5 | Canada | CAD | MOLD,CABLE TO REBAR, | 276.78 | EA | 0
LAC1VEG | Canada | CAD | MOLD,CABLE TO BUS/LUG,HOR | 276.78 | EA | 0
RDH561T | Canada | CAD | MOLD,CABLE TO REBAR,HORZ | 484.97 | EA | 0
RCE52Y5 | Canada | CAD | MOLD,CABLE TO REBAR,VERT | 775.14 | EA | 0
XAC2F2G | Canada | CAD | MOLD,CABLE,HORZ X SAME PL | 276.78 | EA | 0
TAD4Y4Y | Canada | CAD | MOLD,CABLE,HORZ TEE | 586.79 | EA | 0
635840MEGA | Canada | CAD | ROD, 5/8X1,2M 10MIL | 24.51 | EA | 0
PB20TA2G2G | Canada | CAD | MOLD,CABLE,HORZ TEE | 199.84 | EA | 0
561870 | Canada | CAD | BUSBAR,SUPPORT,KIT,UBS | 275.54 | EA | 0
561750 | Canada | CAD | METAL SPACER M5 X 80 | 2.99 | EA | 0
PHR2Q8D | Canada | CAD | MOLD,CABLE,VERT THRU PARA | 376.08 | EA | 0
EL3632P9 | Canada | CAD | COUPLER,LENTON POSITION,# | 153.11 | EA | 0
XBZ3Q3Q | Canada | CAD | MOLD,CABLE,HORZ X LAPPED, | 793.75 | EA | 0
GMR161G | Canada | CAD | MOLD,CABLE TO GRD ROD,VER | 376.08 | EA | 0
BKEEAJEAJ | Canada | CAD | MOLD,BUS BAR,HORZ TEE BAR | 775.14 | EA | 0
XLB970A1 | Canada | CAD | IGNITOR,ASSY,EXOLON IGNIT | 55.72 | EA | 0
GTC18Y2 | Canada | CAD | MOLD,CABLE TO GRD ROD,VER | 276.78 | EA | 0
PBAT23B90 | Canada | CAD | BOND,ARC WELD CROSS,AT2 3 | 254.46 | EA | 0
534047GE09 | Canada | CAD | FLEXIBAR,ADV,8X63X1,GE | 672.4 | EA | 0
XBQ2V2Q | Canada | CAD | MOLD,CABLE,HORZ X LAPPED | 528.45 | EA | 0
LPCAR3025 | Canada | CAD | TERMINAL,AIR,3048MM,1 IN | 506.39 | EA | 0
PBWT202WLH | Canada | CAD | WELDER ASSY,RAIL,250 RLAY | 522.25 | EA | 0
FJ2Q36 | Canada | CAD | JUMPER,SWAGED,4/0 CONC 36 | 132.77 | EA | 0
GTP181T | Canada | CAD | MOLD,CABLE TO GRD ROD,VER | 304.14 | EA | 0
HAA1V350C | Canada | CAD | MOLD,CABLE TO HORZ STL,HO | 168.64 | EA | 0
VSC9B | Canada | CAD | MOLD,CABLE TO VERT STL,45 | 276.78 | EA | 0
RBW73910H | Canada | CAD | INSTALLATION KIT,EQUIP,#1 | 2033.71 | EA | 0
PBP1S6A180 | Canada | CAD | BOND,PLUG,14.5MM COMPOSIT | 352.34 | EA | 0
RTC532Q | Canada | CAD | MOLD,CABLE TO REBAR,HORZ | 276.78 | EA | 0
EL36P8ES | Canada | CAD | COUPLER,LENTON POSITION, | 231.43 | EA | 0
EL43T36P9ES | Canada | CAD | COUPLER,LENTON POSITION,# | 244.26 | EA | 0
HAA8N | Canada | CAD | MOLD,CABLE TO HORZ STL,HO | 168.64 | EA | 0
B544A411 | Canada | CAD | BUSBAR,ASSY,1/4X4X20,W/IN | 242.01 | EA | 0
558547 | Canada | CAD | IBSB 50-115-8-10 | 5.09 | EA | 0
CAFCA1V8 | Canada | CAD | MOLD,CABLE,TO HORZ C.I.PI | 168.64 | EA | 0
557950 | Canada | CAD | RAIL,DIN,2M LG,15MM HIGH | 14.7 | EA | 0
VSC9FV2.50 | Canada | CAD | MOLD,CABLE TO VERT STL,45 | 276.78 | EA | 0
EL22A2N | Canada | CAD | COUPLER,LENTON,SOURCED,A2 | 19.41 | EA | 0
TACY5W3 | Canada | CAD | MOLD,CABLE,HORZ TEE | 276.78 | EA | 0
LPCC585NC4 | Canada | CAD | COPPERCLAD AIR TERMINAL 5 | 140.71 | EA | 0
GRC162F | Canada | CAD | MOLD,CABLE TO GRD ROD,VER | 276.78 | EA | 0
534047GE06 | Canada | CAD | FLEXIBAR,ADV,8X63X1,GE | 410.18 | EA | 0
RBW117C | Canada | CAD | CLAMP,PACKING,HORIZONTAL | 580.35 | EA | 0
FLXPLAM0098 | Canada | CAD | FLEXIBAR,ADV,2X15.5X0.8MM | 362.14 | EA | 0
RDC511T | Canada | CAD | MOLD,CABLE TO REBAR,HORZ | 276.78 | EA | 0
LPC278L12 | Canada | CAD | BALL,CU,SAFETY,1/2IN,TIN | 77.71 | EA | 0
XLVSC2L | Canada | CAD | MOLD,CABLE TO VERT STL,45 | 328.55 | EA | 0
CPC18PAJ | Canada | CAD | MOLD,BUS TO GRD ROD,VERT | 276.78 | EA | 0
503710 | Canada | CAD | BRAID,CU,TINNED,100 M LG, | 9.66 | MR | 0
HFC2L | Canada | CAD | MOLD,CABLE TO 45DEG STL,V | 276.78 | EA | 0
ML5PKG500 | Canada | CAD | COUPLER,QUICK-WEDGE,#5 | 26.44 | EA | 0
CAHAAW3 | Canada | CAD | MOLD,CABLE TO HORZ STL,HO | 168.64 | EA | 0
TAC3D3DW | Canada | CAD | MOLD,CABLE,HORZ TEE | 355.41 | EA | 0
PBK206# | Canada | CAD | LUG KIT,ASSY,MAKE FROM KI | 195.07 | EA | 0
GTC18T2 | Canada | CAD | MOLD,CABLE TO GRD ROD,VER | 276.78 | EA | 0
S2659 | Canada | CAD | BOND,CLIP,3/16 | 15.81 | EA | 0
PB99SS150BM | Canada | CAD | MOLD,CABLE,HORZ SPLICE | 609.97 | EA | 0
LKREG2L | Canada | CAD | MOLD,CABLE TO BUS/LUG,VER | 376.08 | EA | 0
PB13TP2G60AS | Canada | CAD | MOLD,CABLE TO RAIL,HORZ | 199.84 | EA | 0
SBPAJ336 | Canada | CAD | BOND,PLUG,S8 3/16X36 LONG | 19.46 | EA | 0
554370 | Canada | CAD | BRAID,EARTH,SS,70MM2,CPI | 42.64 | EA | 0
CAVHP1T10 | Canada | CAD | MOLD,CABLE,TO VERT CAST I | 326.98 | EA | 0
B1622QC701 | Canada | CAD | EARTHBRIDGE B162,2 STUD | 181.96 | EA | 0
563520 | Canada | CAD | BRAID,PREFAB,500X50X4MM, | 64.64 | EA | 0
TAC9F9E | Canada | CAD | MOLD,CABLE,HORZ TEE | 276.78 | EA | 0
JD02 | Canada | CAD | DIE,HAMMER,4/0 RLAY | 273.72 | EA | 0
PB10SS3QC3S | Canada | CAD | MOLD,CABLE,HORZ SPLICE | 199.84 | EA | 0
545965 | Canada | CAD | PUNCH,BOLT,9/16IN, 1/2 | 186.75 | EA | 0
HSC9E | Canada | CAD | MOLD,CABLE TO HORZ STL,HO | 276.78 | EA | 0
LPC555 | Canada | CAD | LUG,CU,CAST,BONDING,1/4IN | 26.49 | EA | 0
LPC273CTO | Canada | CAD | ROD,SOLID EXTENSION,CU,5/ | 44.01 | EA | 0
CAVHP1V10 | Canada | CAD | MOLD,CABLE TO VERT CAST I | 343.79 | EA | 0
GNR162Q | Canada | CAD | MOLD,CABLE TO GRD ROD,VER | 376.08 | EA | 0
A235F2C2LH | Canada | CAD | CLAMP,FENCE GATE,SGL LEAD | 203.7 | EA | 0
LPC30512THRU | Canada | CAD | BASE,CU,THRU HOLE,1/2 IN | 75.19 | EA | 0
FLXPABB0015 | Canada | CAD | FLEXIBAR,ADV,10X50X1,ABB, | 695.194 | EA | 0
534050 | Canada | CAD | FLEX ADV2MTC 5X80X1 | 775.39 | EA | 0
534047RW29 | Canada | CAD | FLEXIBAR,ADV,8X63X1MM,RW, | 529.59 | EA | 0
CAVHP1V8 | Canada | CAD | MOLD,CABLE TO VERT CAST I | 304.14 | EA | 0
XL150 | Canada | CAD | WELD METAL,ALLOY,F20,EXOL | 87.52 | EA | 0
ARC2205CNC | Canada | CAD | COUPLER,ASSY,WITH AIR TER | 126.33 | EA | 0
534026PDI22 | Canada | CAD | FLEXIBAR,ADV,5X32X1MM,PDI | 200.11 | EA | 0
564050 | Canada | CAD | BRAID,SHUNT,POWER,TINNED | 218.95 | EA | 0
GRC182Q | Canada | CAD | MOLD,CABLE TO GRD ROD,VER | 276.78 | EA | 0
LPA534 | Canada | CAD | PLATE,AL,CURVED METAL, | 25.16 | EA | 0
CAB1331H | Canada | CAD | SLEEVE,CU,.106 ID X .156 | 1.08 | EA | 0
TACY9Y5 | Canada | CAD | MOLD,CABLE,HORZ TEE | 276.78 | EA | 0
SSPDTC3P300 | Canada | CAD | SSPD, TNC, THREE PHASE, | 593.83 | EA | 0
540510RT01 | Canada | CAD | BAR,FLEXIBLE,MTO,10X24X1, | 55.73 | EA | 0
HDXBM2Q2GW | Canada | CAD | MOLD,CABLE,HORZ X LAPPED | 844.84 | EA | 0
DINRL16 | Canada | CAD | 16IN PDR DIN RAIL | 8.46 | EA | 0
RRC512C | Canada | CAD | MOLD,CABLE TO REBAR, | 276.78 | EA | 0
MBB12 | Canada | CAD | MOLD,BLANK,90115 C PRICE | 179.05 | EA | 0
LPC050IN0044.0 | Canada | CAD | CABLE,CU,SMOOTH WEAVE, | 1507.78 | EA | 0
VSC9J | Canada | CAD | MOLD,CABLE TO VERT STL, | 276.78 | EA | 0
EL43T36A2NGV | Canada | CAD | COUPLER,LENTON,TRANSITION | 163.05 | EA | 0
SB1058 | Canada | CAD | ROD,GRD,5/8 CU CLAD PLAIN | 30.8 | EA | 0
PB13ST2QRH | Canada | CAD | MOLD,CABLE TO RAIL,HORZ T | 271.52 | EA | 0
PSC2J | Canada | CAD | MOLD,CABLE,PULL SPLICE | 276.78 | EA | 0
EHL58G2G | Canada | CAD | CONNECTOR,COMPRESSION,GAL | 21.55 | EA | 0
EGRD58I | Canada | CAD | DRIVER,ROD,GRD,5/8,INSERT | 200.19 | EA | 0
PB10QT2QA150 | Canada | CAD | MOLD,CABLE TO RAIL,HORZ | 271.52 | EA | 0
SSCY7Y4 | Canada | CAD | MOLD,CABLE,HORZ SPLICE | 276.78 | EA | 0
RBT7101HB | Canada | CAD | MATERIAL,FILLER,#7 T-SERI | 42.93 | EA | 0
LPA225F | Canada | CAD | POINT, AL, FLAT, 1/2 X 24 | 21.76 | EA | 0
A203BLK | Canada | CAD | CLIP,RAIL,BULK 5/16 DIA P | 9 | EA | 0
PBWX901 | Canada | CAD | MOLD,PAIR,CABLE,WEB BOND | 223.13 | EA | 0
DT230040R | Canada | CAD | TYPE 2, 300V, 4 0 | 266.21 | EA | 0
EGBA12212NN | Canada | CAD | BAR,GRD BUS,1/2 X 2 X 12 | 273 | EA | 0
PBAT23B28 | Canada | CAD | BOND,ARC WELD CROSS,AT2 3 | 90.48 | EA | 0
PB10SS2V2Q | Canada | CAD | MOLD,CABLE,HORZ SPLICE | 271.52 | EA | 0
PB13ST1VLH | Canada | CAD | MOLD,CABLE TO RAIL,HORZ T | 271.52 | EA | 0
611340 | Canada | CAD | ROD,GRD,1/2X4,CU BONDED | 26.3 | EA | 0
GCR182G | Canada | CAD | MOLD,CABLE TO GRD ROD,VER | 376.08 | EA | 0
EL50TA2N | Canada | CAD | COUPLER,LENTON,SOURCED,A2 | 96.61 | EA | 0
EL22SA | Canada | CAD | COUPLER,LENTON,SA,#7 | 25.45 | EA | 0
PCC2L1T | Canada | CAD | MOLD,CABLE, HORZ TAP PARA | 276.78 | EA | 0
MBA68P | Canada | CAD | MOLD,BLANK,90/115 P PRICE | 155.38 | EA | 0
549000 | Canada | CAD | BUSBAR,5 MM,THD,M6,15X5, | 251.37 | EA | 0
TWR104A4 | Canada | CAD | MOLD,BUS BAR,HORZ BUTTON | 376.08 | EA | 0
559151 | Canada | CAD | TOOL,FLEXIBAR,CUTTING | 7287.67 | EA | 0
LPP692 | Canada | CAD | REBAR,BONDING,ASSY,C126 | 166.39 | EA | 0
GTCP180Y7 | Canada | CAD | MOLD,CABLE TO GRD ROD,VER | 276.78 | EA | 0
508001 | Canada | CAD | BRAID,FLEXIBLE, | 352.16 | EA | 0
RCPY4M | Canada | CAD | MOLD,CABLE TO REBAR,VERT | 304.2 | EA | 0
S4292J16 | Canada | CAD | SLEEVE,CU,2/0 RLAY | 0.86 | EA | 0
GPECNEH016 | Canada | CAD | ELECTRODE,GRD PLATE,1/4 X | 615.89 | EA | 0
EGBA14206EET | Canada | CAD | BAR,GRD BUS,1/4 X 2 X 6 | 93.6 | EA | 0
EGBC14408GG | Canada | CAD | BAR,GRD BUS,1/4 X 4 X 8 | 114.4 | EA | 0
615850ESB | Canada | CAD | GROUND ROD,5/8X1.54M, | 28.37 | EA | 0
OSPLUSDEMO | Canada | CAD | KIT,SALES,DEMO,ONE SHOT | 368.03 | EA | 0
FLXPLAM0081 | Canada | CAD | FLEXIBAR,ADV,2X15.5X0.8 | 211.97 | EA | 0
554409B | Canada | CAD | BRAID,SS,LUG,50MM2,BULK | 108.77 | EA | 0
45503116F | Canada | CAD | SLEEVE,CU,.455 ID X .517 | 1.77 | EA | 0
GTC142P | Canada | CAD | MOLD,CABLE TO GRD ROD,VER | 276.78 | EA | 0
HCA1H | Canada | CAD | MOLD,CABLE TO HORZ STL,HO | 168.64 | EA | 0
EGBB14330CB | Canada | CAD | BUSBAR,GRD,CU,1/4X3X30,CB | 369.2 | EA | 0
CARVP581E | Canada | CAD | MOLD,CABLE TO REBAR,VERT | 304.14 | EA | 0
F37-03-03 | Canada | CAD | TSF6A120V - PRIVATE LABEL | 658.42 | EA | 0
CAVST1L | Canada | CAD | MOLD,CABLE TO VERT STL,45 | 269.61 | EA | 0
EL57TP14L | Canada | CAD | COUPLER,LENTON,P14L,57MM, | 306.63 | EA | 0
T401PLUS | Canada | CAD | TOOL,BOX,CADWELD MULTI | 305.06 | EA | 0
B544A536 | Canada | CAD | BUSBAR,ASSY,C11000 CU | 124.35 | EA | 0
SBRT36100106 | Canada | CAD | TOOL,STRIP,3/16X4,6SOL/CO | 218.3 | EA | 0
GTC189F | Canada | CAD | MOLD,CABLE TO GRD ROD,VER | 276.78 | EA | 0
SBGR1161G | Canada | CAD | ONE-SHOT,CABLE TO GRD ROD | 22.85 | EA | 0
534011SE02 | Canada | CAD | FLEXIBAR,ADV,3X20X1MM,SE, | 46.49 | EA | 0
534036ABBI09 | Canada | CAD | FLEXIBAR,ADV,10X40X1,ABBI | 185.64 | EA | 0
EGBA14624MMT | Canada | CAD | BAR,GRD BUS,1/4 X 6 X 24, | 822.8 | EA | 0
LACS1CE | Canada | CAD | MOLD,CABLE TO BUS/LUG,HOR | 276.78 | EA | 0
CAHEA1G12 | Canada | CAD | MOLD,CABLE,TO HORZ CAST I | 168.64 | EA | 0
RBC976 | Canada | CAD | SPLICE,KIT,#9 CADWELD C-S | 105.86 | EA | 0
T413 | Canada | CAD | SHEET,FOAM,1/8 X 12 X 175 | 0.55 | EA | 0
SCB29502A | Canada | CAD | WELD METAL,CADWELD RAIL | 250.82 | EA | 0
PB63SC3S3F | Canada | CAD | MOLD,CABLE,HORZ SPLICE SI | 476.13 | EA | 0
SSCY6Y3 | Canada | CAD | MOLD,CABLE,HORZ SPLICE | 276.78 | EA | 0
B101BBOL | Canada | CAD | LUG,CU,1/4 X 2 WITH 4 | 69.72 | EA | 0
ECRV102G4D | Canada | CAD | GROUND ROD,ASSY,KIT,10 FT | 2123.26 | EA | 0
PBW12W18B | Canada | CAD | BOND,JOINT,250 RLAY BARE | 25.92 | EA | 0
22127 | Canada | CAD | SPINDLE,ANGLED,10:1 RATIO | 2671.14 | EA | 0
EGBA14412QQT | Canada | CAD | BAR,GRD BUS,1/4 X 4 X 12 | 226.2 | EA | 0
PB10GT162G | Canada | CAD | MOLD,CABLE TO GRD ROD,VER | 199.84 | EA | 0
RCE511V | Canada | CAD | MOLD,CABLE TO REBAR,VERT | 775.14 | EA | 0
LAC2Q002 | Canada | CAD | MOLD,CABLE TO BUS/LUG,HOR | 276.78 | EA | 0
561165 | Canada | CAD | POWER BLOCK SBF 400AL | 48.23 | EA | 0
L159SM | Canada | CAD | CLAMP,HANDLE,E-Z CHANGE, | 196.7 | EA | 0
ELFG57TCA | Canada | CAD | LENTON,BAR END GAGE,FIELD | 193.16 | EA | 0
LPG35358 | Canada | CAD | BRACE,GALV STEEL,TRIPOD | 126.65 | EA | 0
RBW7391110V | Canada | CAD | INSTALLATION KIT,EQUIP,#1 | 1920.58 | EA | 0
PB80LS3SJK001 | Canada | CAD | MOLD,CABLE TO BUS/LUG, | 906.82 | EA | 0
RBT9101A | Canada | CAD | SLEEVE,CADWELD,#9 T-SERIE | 86.95 | EA | 0
534001LAM18 | Canada | CAD | FLEXIBAR,ADV,3X9X0.8,LAM | 139.76 | EA | 0
LPC31258 | Canada | CAD | BASE,CU,STRAP 5/8IN POINT | 80.24 | EA | 0
GFCP160Y4 | Canada | CAD | MOLD,CABLE TO GRD ROD,HOR | 276.78 | EA | 0
BBCFAJ | Canada | CAD | MOLD,BUS BAR,HORZ SPLICE | 276.78 | EA | 0
TAC3D2GHQ | Canada | CAD | MOLD,CABLE,HORZ TEE, | 276.78 | EA | 0
XLVBC1L | Canada | CAD | MOLD,CABLE TO VERT STL,VE | 328.55 | EA | 0
534036GE11 | Canada | CAD | FLEXIBAR,ADV,10X40X1MM,GE | 443.59 | EA | 0
RJE561H | Canada | CAD | MOLD,CABLE TO REBAR,VERT | 775.14 | EA | 0
VSC2VV10 | Canada | CAD | MOLD,CABLE TO VERT STL,45 | 276.78 | EA | 0
PBW2CRH | Canada | CAD | MOLD,RAIL,CABLE HORZ TO W | 90.9 | EA | 0
EGBF14418CC | Canada | CAD | BUSBAR,GRD,CU,1/4X4X18,CC | 366.6 | EA | 0
ERICORE068T | Canada | CAD | DOWNCONDUCTOR,LIGHTNING, | 12849.89 | EA | 0
LLCEG2L | Canada | CAD | MOLD,CABLE TO BUS/LUG,VER | 276.78 | EA | 0
B144E | Canada | CAD | PACKING,PREFAB,.25 X 3 X | 4.38 | EA | 0
F37-03-06 | Canada | CAD | TSF20A240V | 741.1 | EA | 0
XL15 | Canada | CAD | WELD METAL,ALLOY,F20,EXOL | 70.93 | EA | 0
TACY8Y2 | Canada | CAD | MOLD,CABLE,HORZ TEE | 276.78 | EA | 0
SBS8LBARE | Canada | CAD | BOND STRAND,BARE,S8 3/16, | 3.03 | EA | 0
VBC1TV4 | Canada | CAD | MOLD,CABLE TO VERT STL,VE | 276.78 | EA | 0
534058GE07 | Canada | CAD | FLEXIBAR,ADV,10X100X1,GE | 2215.53 | EA | 0
B295X51Z78 | Canada | CAD | LABEL,ADHESIVE,TYPE 2 | 111.84 | EA | 0
TCR3Q2Q | Canada | CAD | MOLD,CABLE,VERT TEE HORZ | 376.08 | EA | 0
TAC3D3D | Canada | CAD | MOLD,CABLE,HORZ TEE | 276.78 | EA | 0
RBT14101B | Canada | CAD | MATERIAL,FILLER,#14 T-SER | 91.18 | EA | 0
534034ARZ07 | Canada | CAD | FLEXIBAR,ADV,6X40X1MM,ARZ | 640.37 | EA | 0
HDXAC2L2L | Canada | CAD | MOLD,CABLE,HORZ X SAME PL | 276.78 | EA | 0
GTC162Q | Canada | CAD | MOLD,CABLE TO GRD ROD,VER | 276.78 | EA | 0
PCC1T1T | Canada | CAD | MOLD,CABLE, HORZ TAP PARA | 276.78 | EA | 0
557640 | Canada | CAD | BRAID,CU,TINNED,.15MM DIA | 14.04 | MR | 0
PGT1G1G | Canada | CAD | MOLD,CABLE,HORZ THRU PARA | 269.61 | EA | 0
EGBF12436LL | Canada | CAD | BUSBAR,GRD,CU,1/2X4X36,LL | 1021.8 | EA | 0
LPLC48034LG | Canada | CAD | FASTENER,LEAD,COVERED, | 135.71 | EA | 0
534031IR05 | Canada | CAD | FLEXIBAR,ADV,3X40X1MM,IR | 216.85 | EA | 0
A819A03F100 | Canada | CAD | CABLE,CU,#4 CONC,7 STR,IN | 362.77 | EA | 0
ZZLPCERT | Canada | CAD | CHARGE UL CERTIFICATION | 2 | EA | 0
EGBA12210JJ | Canada | CAD | BUSBAR,GRD,CU,1/2X2X10,JJ | 231.4 | EA | 0
534011ABB03 | Canada | CAD | FLEXIBAR,ADV,3X20X1,ABB | 92.86 | EA | 0
GYP31004M | Canada | CAD | MOLD,CABLE TO GRD ROD,VER | 205.88 | EA | 0
GTF37CU4Y | Canada | CAD | MOLD,CABLE TO GRD ROD,VER | 659.46 | EA | 0
PGT08CU | Canada | CAD | MOLD,CABLE, HORZ THRU PAR | 269.61 | EA | 0
TAC2P1T | Canada | CAD | MOLD,CABLE,HORZ TEE | 276.78 | EA | 0
LC28B12D | Canada | CAD | SLEEVE,B12 SERIES,28MM, | 200.84 | EA | 0
PB300PLUSF80 | Canada | CAD | CADWELD PLUS,#300,F80 | 37.84 | EA | 0
TAC2P2F | Canada | CAD | MOLD,CABLE,HORZ TEE | 276.78 | EA | 0
534116 | Canada | CAD | BUSBAR,FLEXIBLE,ADVANCED, | 167.1 | EA | 0
508102 | Canada | CAD | BRACKET, FLEXBUS, KIT, | 152.95 | EA | 0
RHH581V | Canada | CAD | MOLD,CABLE TO REBAR,HORZ | 484.97 | EA | 0
MBA67 | Canada | CAD | MOLD,BLANK,F PRICE 400500 | 686.7 | EA | 0
PQS200120/240 | Canada | CAD | PROTECTOR,SURGE,PQS200,12 | 3438.6 | EA | 0
534019 | Canada | CAD | FLEX ADV2MTC 5X24X1 | 193.96 | EA | 0
EL2520A12 | Canada | CAD | COUPLER,LENTON,A12,#8-#6 | 63.94 | EA | 0
GYE16Y3 | Canada | CAD | MOLD,CABLE TO GRD ROD,VER | 775.14 | EA | 0
558246 | Canada | CAD | BRAID,SHUNT,INSUL,25MM SQ | 38.09 | EA | 0
534010LAM07 | Canada | CAD | FLEXIBAR,ADV,2X20X1MM,LAM | 254.48 | EA | 0
RBM2669125J | Canada | CAD | FITTING,CADWELD,#14 END A | 263.94 | EA | 0
LAC2GCEW | Canada | CAD | MOLD,CABLE TO BUS/LUG,HOR | 302.99 | EA | 0
LAC1VEE | Canada | CAD | MOLD,CABLE TO BUS/LUG, | 276.78 | EA | 0
534034GE56 | Canada | CAD | FLEXIBAR,ADV,6X40X1MM,GE, | 381.78 | EA | 0
PGT1G1H | Canada | CAD | MOLD,CABLE, HORZ THRU PAR | 269.61 | EA | 0
RJE56Y5 | Canada | CAD | MOLD,CABLE TO REBAR,VERT | 775.14 | EA | 0
LPC221ST | Canada | CAD | POINT,CU,BLUNT,1/2IN X | 48.3 | EA | 0
B277B2 | Canada | CAD | FRAME,ASSY,FOR SPLIT T MO | 55.6 | EA | 0
534026AMX09 | Canada | CAD | FLEXIBAR,ADV,5X32X1,AMX | 171.18 | EA | 0
PB10VS1LV3C | Canada | CAD | MOLD,CABLE,TO VERT STL, | 199.84 | EA | 0
GUYRINGFRP | Canada | CAD | RING,GUYING,MODIFIED FOR | 113.2 | EA | 0
TDD2QS6 | Canada | CAD | MOLD,CABLE,HORZ TEE MULT | 586.79 | EA | 0
GYE182CW | Canada | CAD | MOLD,CABLE TO GRD ROD,VER | 853.76 | EA | 0
TDX100C277/480 | Canada | CAD | PROTECTOR,SURGE,TDX100C,3 | 1089.11 | EA | 0
RBWS2620RHJ | Canada | CAD | BASIN,POURING,#14 SPECIAL | 839.38 | EA | 0
RHC549F | Canada | CAD | MOLD,CABLE TO REBAR,HORZ | 276.78 | EA | 0
B159VT | Canada | CAD | CLAMP,PIPE,VERT / L159 | 408.6 | EA | 0
VNC1VLH1.50 | Canada | CAD | MOLD,CABLE TO VERT STL,HO | 276.78 | EA | 0
615865 | Canada | CAD | ROD,GRD,5/8X6,CU BONDED | 26.26 | EA | 0
GYE181G | Canada | CAD | MOLD,CABLE TO GRD ROD,VER | 775.14 | EA | 0
GPECNBK024 | Canada | CAD | ELECTRODE,GRD PLATE,1/16X | 181.01 | EA | 0
534024RES01 | Canada | CAD | FLEXIBAR,ADV,3X32X1MM,RES | 180.23 | EA | 0
SBTBCU412 | Canada | CAD | BOND KIT,BOOTLEG,3/16 X 1 | 11.53 | EA | 0
505641 | Canada | CAD | BUSBAR,CU,TINNED,0.50X3.5 | 1235.99 | EA | 0
GQR37Y3 | Canada | CAD | MOLD,CABLE TO GRD ROD,VER | 376.08 | EA | 0
PCC1Y1Y | Canada | CAD | MOLD,CABLE, HORZ TAP PARA | 276.78 | EA | 0
534010ABB23 | Canada | CAD | FLEXIBAR,ADV,2X20X1MM,ABB | 176.89 | EA | 0
LPC222L | Canada | CAD | POINT,CU,1/2IN X 12IN | 33.53 | EA | 0
SES40P600DC | Canada | CAD | PROTECTOR,SURGE,600VDC | 207.74 | EA | 0
EGBF14420LL | Canada | CAD | BUSBAR,GRD,CU,1/4X4X20,LL | 403 | EA | 0
GYP16008M | Canada | CAD | MOLD,CABLE TO GRD ROD,VER | 304.2 | EA | 0
EGBC14224NN | Canada | CAD | BAR,GRD BUS,1/4 X 2 X 24 | 218.4 | EA | 0
VGC1T4 | Canada | CAD | MOLD,CABLE TO VERT STL,HO | 276.78 | EA | 0
534010GE05 | Canada | CAD | FLEXIBAR,ADV,2X20X1MM,GE, | 100.79 | EA | 0
22107001 | Canada | CAD | HASP, NEMA, 12 IN, HR | 0.52 | EA | 0
VVRSF | Canada | CAD | MOLD,CABLE TO VERT STL,VE | 376.08 | EA | 0
SST1LM | Canada | CAD | MOLD,CABLE,HORZ SPLICE | 180.87 | EA | 0
EGBB14313GGT | Canada | CAD | BAR,ASSY,GRD,1/4 X 3 X 13 | 204.1 | EA | 0
PLUSCU2L6NB | Canada | CAD | CADWELD PLUS CONTROL UNIT | 518.32 | EA | 0
GTC331Y | Canada | CAD | MOLD,CABLE TO GRD ROD,VER | 276.78 | EA | 0
A804A15M100 | Canada | CAD | 15KV CABLE, 100M | 9999.99 | EA | 0
508160 | Canada | CAD | COVER,BOOT, | 213.23 | EA | 0
ERICORE020U | Canada | CAD | DOWNCONDUCTOR,LIGHTNING, | 3410.89 | EA | 0
EL28A22 | Canada | CAD | COUPLER,LENTON,STANDARD, | 54.28 | EA | 0
EGBA14236GG | Canada | CAD | BAR,GRD BUS,1/4 X 2 X 36 | 351 | EA | 0
508061 | Canada | CAD | BRAID,FLEXIBLE, | 1745.07 | EA | 0
CAVST1KA | Canada | CAD | MOLD,CABLE TO VERT STL,45 | 269.61 | EA | 0
RDH591V | Canada | CAD | MOLD,CABLE TO REBAR,HORZ | 484.97 | EA | 0
SBPAJ346 | Canada | CAD | BOND,PLUG,S8 3/16X46 LONG | 20.32 | EA | 0
TAC1T1V | Canada | CAD | MOLD,CABLE,HORZ TEE | 276.78 | EA | 0
SBGT1161G | Canada | CAD | ONE-SHOT,CABLE TO GRD ROD | 19.24 | EA | 0
HDVVF9CV6 | Canada | CAD | MOLD,CABLE TO VERT STL,VE | 659.46 | EA | 0
XLB971A1R | Canada | CAD | BATTERY,ASSY,RECONDITIONE | 203.67 | EA | 0
GYR161V | Canada | CAD | MOLD,CABLE TO GRD ROD,VER | 376.08 | EA | 0
ERICORE/LTKIT/A | Canada | CAD | TERMINATION,KIT,LOWER,ERI | 190.06 | EA | 0
TAC2G1V | Canada | CAD | MOLD,CABLE,HORZ TEE | 276.78 | EA | 0
PB50XLLA4YJHS | Canada | CAD | MOLD,CABLE TO BUS/LUG,HOR | 586.79 | EA | 0
EL3622A12 | Canada | CAD | COUPLER,LENTON,A12,#11-#7 | 85.71 | EA | 0
PTC1V9W | Canada | CAD | MOLD,CABLE,HORZ THRU PARA | 276.78 | EA | 0
GTC33Y4 | Canada | CAD | MOLD,CABLE TO GRD ROD,VER | 276.78 | EA | 0
LPC570L | Canada | CAD | BOLT,U,CASTING ASSEMBLY | 56.91 | EA | 0
TAC1Y1Y | Canada | CAD | MOLD,CABLE,HORZ TEE | 276.78 | EA | 0
LJCAG1T | Canada | CAD | MOLD,CABLE TO BUS/LUG,HOR | 276.78 | EA | 0
XLTAC2Q2L | Canada | CAD | MOLD,CABLE,HORZ TEE | 328.55 | EA | 0
SES320B120240D | Canada | CAD | SES, 320KA, BASIC, | 1659.57 | EA | 0
558307ADV | Canada | CAD | IBSADV 25-297-6-N E&I | 5.76 | EA | 0
534053RW24 | Canada | CAD | FLEXIBAR,ADV,10X80X1,RW | 291.68 | EA | 0
LPC207B | Canada | CAD | POINT,CU,BARE,3/8IN X | 59.12 | EA | 0
RBTSB18550M | Canada | CAD | BASIN,POURING,#18 HORIZ | 782.26 | EA | 0
ELFB12X020 | Canada | CAD | LENTON FORM SAVER BOLT, | 8.8 | EA | 0
TDX200CFPP | Canada | CAD | TDX 200 COMPACT FLUSH PLA | 343.07 | EA | 0
534019AME06 | Canada | CAD | FLEXIBAR,ADV,5X24X1,AME | 103.91 | EA | 0
GTC182S | Canada | CAD | MOLD,CABLE TO GRD ROD,VER | 276.78 | EA | 0
LPC248L | Canada | CAD | POINT,CU,5/8IN X 48IN | 123.88 | EA | 0
SBTBCU412B | Canada | CAD | BOND,BOOTLEG,3/16 X 1 IN | 8.72 | EA | 0
A809A07TF100 | Canada | CAD | WIRE,CU,SOL,BARE,#2,TINNE | 545.99 | EA | 0
LPTHRUCACTO | Canada | CAD | CONNECTION,CU/AL THRUROOF | 2.78 | EA | 0
534027VRT06 | Canada | CAD | FLEXIBAR,ADV,6X32X1,VRT | 105.26 | EA | 0
TAC2Q3DW | Canada | CAD | MOLD,CABLE,HORZ TEE | 355.41 | EA | 0
A804A15 | Canada | CAD | CABLE,CU,INSULATED,.73 OD | 138.2 | MR | 0
A927U001 | Canada | CAD | BOLT,TOGGLE,3/8X8LG,ZINC | 2.29 | EA | 0
615860SP01 | Canada | CAD | ROD,GRD,5/8X6,CU CLAD,10 | 32.19 | EA | 0
A802A04TF | Canada | CAD | CABLE,INSUL,500KCM CONC | 61.4 | FT | 0
LJDJG4L | Canada | CAD | MOLD,CABLE TO BUS/LUG,HOR | 586.79 | EA | 0
VFR2QV5C | Canada | CAD | MOLD,CABLE TO VERT STL,VE | 376.08 | EA | 0
PB10SSS5 | Canada | CAD | MOLD,CABLE,HORZ SPLICE | 199.84 | EA | 0
RBT111012HA | Canada | CAD | SLEEVE,CADWELD,#11 -2 T | 175.65 | EA | 0
SSC1TA7 | Canada | CAD | MOLD,CABLE,HORZ SPLICE | 276.78 | EA | 0
BQCCAMCAM | Canada | CAD | MOLD,BUS BAR,VERT TEE TAP | 276.78 | EA | 0
HKH1T2 | Canada | CAD | MOLD,CABLE,TO HORZ STL PI | 484.97 | EA | 0
534513 | Canada | CAD | IBS ADV 50-1030-10 | 57.88 | EA | 0
556800 | Canada | CAD | BRAID,EARTH | 12.16 | EA | 0
PB10SS3B | Canada | CAD | MOLD,CABLE,HORZ SPLICE | 271.52 | EA | 0
GLCCE8F | Canada | CAD | MOLD,CABLE TO LUG,HORZ | 276.78 | EA | 0
534034ARZ03 | Canada | CAD | FLEXIBAR,ADV,6X40X1MM,ARZ | 439.27 | EA | 0
GTC162J | Canada | CAD | MOLD,CABLE TO GRD ROD,VER | 276.78 | EA | 0
CAVHT1G10 | Canada | CAD | MOLD,CABLE TO VERT CAST I | 269.61 | EA | 0
LPC508L | Canada | CAD | CLIP ASSY,SECONDARY CABLE | 24.64 | EA | 0
GLCEE3D | Canada | CAD | MOLD,CABLE TO LUG,HORZ | 276.78 | EA | 0
534057EPI01 | Canada | CAD | FLEXIBAR,ADV,8X100X1,EPI, | 548.44 | EA | 0
716657 | Canada | CAD | LUG,CABLE,CU,RKS95/12 | 16.78 | EA | 0
RBHSC23010M | Canada | CAD | BASIN,POURING,#18 HORIZ. | 2031.88 | EA | 0
PB10VB1L | Canada | CAD | MOLD,CABLE TO VERT STL,VE | 199.84 | EA | 0
LPC2822F3M | Canada | CAD | ADAPTER,CU,SWIVEL,1/2IN | 61.88 | EA | 0
PTCY4Y5 | Canada | CAD | MOLD,CABLE TO HORZ THRU | 276.78 | EA | 0
TACY9Y3 | Canada | CAD | MOLD,CABLE,HORZ TEE | 276.78 | EA | 0
614400SG01 | Canada | CAD | GROUND ROD,COPPERBONDED,1 | 11.75 | EA | 0
SBA137 | Canada | CAD | MOUNT,ENGINE | 943.66 | EA | 0
SBB200B | Canada | CAD | MOLD,WEB SIGNAL BOND,3/16 | 182.27 | EA | 0
RBWS1547D | Canada | CAD | BASIN,POURING,#9 STD. HOR | 333.18 | EA | 0
LPC675 | Canada | CAD | STRAP,CU,CABLE TO PIPE | 131.96 | EA | 0
EGBA14612HH | Canada | CAD | BAR,GRD BUS,1/4 X 6 X 12 | 305.81 | EA | 0
CAVST1LB | Canada | CAD | MOLD,CABLE TO VERT STL,45 | 269.61 | EA | 0
B2700GK36X84A | Canada | CAD | RING,GRD KIT,36X84 ENTRY | 326.79 | EA | 0
B540C885T | Canada | CAD | BUSBAR,GRD,CU,3/8X6X36IN, | 540.28 | EA | 0
ERICORE034T | Canada | CAD | DOWNCONDUCTOR,LIGHTNING, | 7436.86 | EA | 0
VVC1H | Canada | CAD | MOLD,CABLE TO VERT STL,VE | 276.78 | EA | 0
RBWS1482K | Canada | CAD | BASIN,POURING,#18 TO #14 | 440.8 | EA | 0
HDTAC3D2C | Canada | CAD | MOLD,CABLE,HORZ TEE | 276.78 | EA | 0
EGBA14428BDT | Canada | CAD | BUSBAR,GRD,CU,1/4X4X28,BD | 496.6 | EA | 0
FJ2Q384 | Canada | CAD | JUMPER,SWAGED,4/0 CONC | 681.94 | EA | 0
ERICORE375U | Canada | CAD | DOWNCONDUCTOR,LIGHTNING, | 58029.93 | EA | 0
HTC9J | Canada | CAD | MOLD,CABLE TO HORZ STL,HO | 276.78 | EA | 0
VVR2QV8CW | Canada | CAD | MOLD,CABLE TO VERT STL, | 402.29 | EA | 0
EL57TD6GV | Canada | CAD | ANCHOR,LENTON TERMINATOR, | 413.78 | EA | 0
HSCS7 | Canada | CAD | MOLD,CABLE TO HORZ STL,HO | 276.78 | EA | 0
XLPCC2C1L | Canada | CAD | MOLD,CABLE,HORZ TAP PARAL | 328.55 | EA | 0
RBWS1482M | Canada | CAD | BASIN,POURING,#18 STANDAR | 440.8 | EA | 0
HDPTC2L1QW | Canada | CAD | MOLD,CABLE,HORZ THRU PARA | 329.2 | EA | 0
LPC050IN0047.0 | Canada | CAD | CABLE,CU,SMOOTH WEAVE, | 1583.17 | EA | 0
65F80SNCF | Canada | CAD | WELD METAL,CADWELD,F80 | 4.07 | EA | 0
534019ABB07 | Canada | CAD | FLEXIBAR,ADV,5X24X1MM,ABB | 216.66 | EA | 0
CAFCA1V18 | Canada | CAD | MOLD,CABLE,TO HORZ C.I.PI | 168.64 | EA | 0
HSC8C | Canada | CAD | MOLD,CABLE TO HORZ STL,HO | 276.78 | EA | 0
RDH562QM | Canada | CAD | MOLD,CABLE TO REBAR,HORZ | 369.97 | EA | 0
534011L3M | Canada | CAD | FLEXIBAR,ADV,3X20X1MM,3M, | 180.65 | EA | 0
SLP1RJ11A | Canada | CAD | PROTECTOR,DATA,SECONDARY, | 204.85 | EA | 0
BMCFAJFAJ | Canada | CAD | MOLD,BUS BAR,HORZ TEE BAR | 276.78 | EA | 0
GYR142G | Canada | CAD | MOLD,CABLE TO GRD ROD,VER | 376.08 | EA | 0
534034EPI02 | Canada | CAD | FLEXIBAR,ADV,6X40X1MM,EPI | 174.32 | EA | 0
EL36A2 | Canada | CAD | COUPLER,LENTON STANDARD,# | 54.16 | EA | 0
A927F088 | Canada | CAD | BOLT,HEX HEAD,5/8-11 X 2 | 11.57 | EA | 0
SBB200PLH | Canada | CAD | MOLD,WEB SIGNAL BOND,35MM | 84.16 | EA | 0
566580GA03 | Canada | CAD | BUSBAR,FLEXIBLE,SUMMUM 2M | 50.36 | EA | 0
E1MULTCUTSOL | Canada | CAD | DRUM,CABLE,ERICORE,MULTI | 33.18 | EA | 0
SPDS200277/480 | Canada | CAD | PQI, TDX200S277/480 | 7032.13 | EA | 0
ELIPG24200 | Canada | CAD | LENTON,ISO PLUG GAGE | 440.29 | EA | 0
CASSP2G | Canada | CAD | MOLD,CABLE,HORZ SPLICE | 304.14 | EA | 0
534028MJP04 | Canada | CAD | FLEXIBAR,ADV,8X32X1MM,MJP | 232.51 | EA | 0
VSC8CV3C | Canada | CAD | MOLD,CABLE TO VERT STL,45 | 276.78 | EA | 0
RBT141011HA | Canada | CAD | SLEEVE,CADWELD,#14 -1 T | 200.46 | EA | 0
LPC537 | Canada | CAD | PLATE,CU,CAST,FLAT METCU, | 40.96 | EA | 0
LPC172CTO | Canada | CAD | STRIP,CU,SOFT,3/4IN WIDE | 20.25 | EA | 0
CMC16CAM | Canada | CAD | MOLD,BUS TO GRD ROD,VERT | 276.78 | EA | 0
AWG10 | Canada | CAD | WIRE,#10,CU,SOLID,BARE | 57.66 | EA | 0
SBB364P1 | Canada | CAD | COVER,GUARD PULLEY | 46.88 | EA | 0
LPC244BST | Canada | CAD | POINT,CU,BLUNT BARE,5/8IN | 115.34 | EA | 0
LPS2832F2F | Canada | CAD | ADAPTER,SS,SWIVEL,1/2IN | 82 | EA | 0
HCA1L | Canada | CAD | MOLD,CABLE TO HORZ STL,HO | 168.64 | EA | 0
PBC12J13B | Canada | CAD | BOND,RAIL C,2/0 RLAY 13 L | 32.05 | EA | 0
LJCEG2V | Canada | CAD | MOLD,CABLE TO BUS/LUG,HOR | 276.78 | EA | 0
PTCY9Y5 | Canada | CAD | MOLD,CABLE,HORZ THRU PARA | 276.78 | EA | 0
TAC2L2G | Canada | CAD | MOLD,CABLE,HORZ TEE | 276.78 | EA | 0
EL25SASA0800 | Canada | CAD | COUPLER,LENTON,SASA,DBL | 92.5 | EA | 0
FLXPLAM0075 | Canada | CAD | FLEXIBAR,ADV,3X9X0.8 LAM | 182.42 | EA | 0
L5003Z3LH | Canada | CAD | ANGLE,MOLD,1/8X2X2X3 IN | 39.9 | EA | 0
PCC1T2C | Canada | CAD | MOLD,CABLE,HORZ TAP PARAL | 276.78 | EA | 0
534028LAM07 | Canada | CAD | FLEXIBAR,ADV,8X32X1MM,LAM | 253.57 | EA | 0
TAC9L2Q | Canada | CAD | MOLD,CABLE,HORZ TEE | 276.78 | EA | 0
PBWX201RH | Canada | CAD | MOLD,CABLE,WEB BOND TO WE | 143.81 | EA | 0
DS1 | Canada | CAD | STUD,DRIVE,FOR THD SECT R | 20.03 | EA | 0
SBB2721LS300 | Canada | CAD | SHUNT,BASE,HARD,3/16,ORG | 380.17 | EA | 0
XBV3D3DW | Canada | CAD | MOLD,CABLE,HORZ X LAPPED | 1320.41 | EA | 0
HDGYR222Q | Canada | CAD | MOLD,CABLE TO GRD ROD,VER | 376.08 | EA | 0
LPA505 | Canada | CAD | SPLICE,AL,STAMPED,CABLE, | 5.17 | EA | 0
GRC151V | Canada | CAD | MOLD,CABLE TO GRD ROD,VER | 276.78 | EA | 0
VBC2CV3C | Canada | CAD | MOLD,CABLE TO VERT STL,VE | 276.78 | EA | 0
RBW6555HA | Canada | CAD | SLEEVE,CADWELD,LOW SLIP # | 88.04 | EA | 0
VSC2FV3C | Canada | CAD | MOLD,CABLE TO VERT STL,45 | 276.78 | EA | 0
534034GE51 | Canada | CAD | FLEXIBAR,ADV,6X40X1MM,GE, | 343.36 | EA | 0
HDGTC183D | Canada | CAD | CABLE TO GRD ROD,VERT TEE | 276.78 | EA | 0
GPECEEK0242Q180 | Canada | CAD | ELECTRODE,GRD PLATE,1/4 X | 1112.57 | EA | 0
815880UPC | Canada | CAD | GROUND ROD,GALV,POINTED, | 31.84 | EA | 0
613440CEBNE | Canada | CAD | ROD,GRD,3/4X1200MM,10 MIL | 40.7 | EA | 0
534010SE13 | Canada | CAD | FLEXIBAR,ADV,2X20X1,SE | 83.47 | EA | 0
LPC222ST | Canada | CAD | POINT,CU,BLUNT,1/2IN X | 62.93 | EA | 0
A205075 | Canada | CAD | CLIP,RAIL,3/4DIA PARALLEL | 10.88 | EA | 0
534059ABB01 | Canada | CAD | FLEXIBAR,ADV,12X100X1,ABB | 646.1 | EA | 0
SSC1V1Y | Canada | CAD | MOLD,CABLE,HORZ SPLICE | 276.78 | EA | 0
RBTSA9040M | Canada | CAD | BASIN,POURING,#18 HORIZ. | 713.05 | EA | 0
VNC2CLH1.50 | Canada | CAD | MOLD,CABLE TO VERT STL,HO | 276.78 | EA | 0
PB22PPS6PS | Canada | CAD | MOLD,CABLE,HORZ ELL | 199.84 | EA | 0
RBC976HB | Canada | CAD | MATERIAL,FILLER,#9 C-SERI | 39.48 | EA | 0
PB13ST2QLH | Canada | CAD | MOLD,CABLE TO RAIL,HORZ T | 271.52 | EA | 0
556240 | Canada | CAD | SLEEVE,BRAID,GLASS FIBER, | 7.33 | EA | 0
LKT14 | Canada | CAD | COUPLER,LENTON,INTERLOK,# | 197.63 | EA | 0
534010GE02 | Canada | CAD | FLEXIBAR,ADV,2X20X1MM,GE, | 32.32 | EA | 0
BBCCAL | Canada | CAD | MOLD,BUS BAR,HORZ SPLICE | 276.78 | EA | 0
534001LAM17 | Canada | CAD | FLEXIBAR,ADV,3X9X0.8,LAM | 71.28 | EA | 0
FC074 | Canada | CAD | CLAMP, FENCE 1-1/2 IPS | 65.04 | EA | 0
GTCP200Y5 | Canada | CAD | MOLD,CABLE TO GRD ROD,VER | 276.78 | EA | 0
TAC3A3A | Canada | CAD | MOLD,CABLE,HORZ TEE | 276.78 | EA | 0
SSC9G | Canada | CAD | MOLD,CABLE,HORZ SPLICE | 276.78 | EA | 0
RBVB11065X | Canada | CAD | BASIN,POURING,#6 VERTICAL | 782.26 | EA | 0
TAC1X1X | Canada | CAD | MOLD,CABLE,HORZ TEE | 276.78 | EA | 0
RBB14101JAPB | Canada | CAD | SLEEVE,CADWELD,#14 B-SERI | 198.89 | EA | 0
TACW8W8 | Canada | CAD | MOLD,CABLE,HORZ TEE | 276.78 | EA | 0
RDC511L | Canada | CAD | MOLD,CABLE TO REBAR,HORZ | 276.78 | EA | 0
LAC1HCE | Canada | CAD | MOLD,CABLE TO BUS/LUG,HOR | 276.78 | EA | 0
534041PHM18 | Canada | CAD | FLEXIBAR,ADV,8X50X1MM,PHM | 428.27 | EA | 0
534020SER09 | Canada | CAD | FLEXIBAR,ADV,6X24X1MM,SER | 408.63 | EA | 0
VSCY2V3C | Canada | CAD | MOLD,CABLE TO VERT STL,45 | 276.78 | EA | 0
EL20S4A | Canada | CAD | COUPLER,LENTON,STRAIGHT, | 45.76 | EA | 0
ERICORE012T | Canada | CAD | DOWNCONDUCTOR,LIGHTNING, | 3684.85 | EA | 0
LPA371SA | Canada | CAD | PIPE,CLAMP,SUBASSEMBLY | 251.32 | EA | 0
534055L6MB | Canada | CAD | FLEXIBAR,BUSBAR,MTO, | 1993.68 | EA | 0
B532D2Q72 | Canada | CAD | JUMPER,ASSY,4/0 CONC 72 | 258.99 | EA | 0
B540A12660A | Canada | CAD | COVER,BUSBAR,1/2X6X60, | 352.9 | EA | 0
561157 | Canada | CAD | BLOCK,SPLICE,630A,1000V | 211.2 | EA | 0
NCR181H | Canada | CAD | MOLD,CABLE TO GRD ROD,HOR | 376.08 | EA | 0
ENCEEEE | Canada | CAD | MOLD,BUS BAR,HORZ ELL BAR | 276.78 | EA | 0
554730 | Canada | CAD | POLY,SLEEVE,100 M,BLACK, | 1.55 | MR | 0
PBP3S6D40 | Canada | CAD | BOND,PLUG,COMPOSITE CABLE | 184.2 | EA | 0
554101 | Canada | CAD | JUMPER,PRESSWELD,(62).01X | 670.26 | EA | 0
GMR181A | Canada | CAD | MOLD,CABLE TO GRD ROD,VER | 376.08 | EA | 0
EDS12 | Canada | CAD | SLEEVE,SHORT,1/2 | 18.77 | EA | 0
RBTSB12042F | Canada | CAD | BASIN,POURING,#11 HORZ. | 713.05 | EA | 0
HTCY6 | Canada | CAD | MOLD,CABLE TO HORZ STL,HO | 276.78 | EA | 0
556690 | Canada | CAD | BRAID,PREFAB,200X23X1.5MM | 8.27 | EA | 0
534017NFI01 | Canada | CAD | FLEXIBAR,ADV,3X24X1MM,NFI | 116.49 | EA | 0
B540C858 | Canada | CAD | BUSBAR,GRD,1/4X1.25X756MM | 106.04 | EA | 0
B122DE | Canada | CAD | LUG,CU,3/16 X 1 W/2-9/16 | 21.97 | EA | 0
B806A01 | Canada | CAD | ASSY,TEMPLATE,MOLD,LOCATO | 9.79 | EA | 0
PB13ND182Q | Canada | CAD | MOLD,CABLE TO GRD ROD,HOR | 271.52 | EA | 0
ECRV102Q4D | Canada | CAD | GROUND ROD,ASSY,KIT,10FT, | 1952.65 | EA | 0
LJCJGY6 | Canada | CAD | MOLD,CABLE TO BUS/LUG,HO | 276.78 | EA | 0
563990 | Canada | CAD | BLOCK,4,POLE DISTRIBUTION | 194.27 | EA | 0
558490 | Canada | CAD | KIT,CONTACT,HARDWARE,M12X | 3.71 | EA | 0
534057PSC08 | Canada | CAD | FLEXIBAR,ADV,8X100X1,PSC | 176.8 | EA | 0
GTP181K | Canada | CAD | MOLD,CABLE TO GRD ROD,VER | 304.14 | EA | 0
EL57TA12 | Canada | CAD | COUPLER,LENTON,A12,#18, | 144.15 | EA | 0
XAC2Q2P | Canada | CAD | MOLD,CABLE,HORZ X SAME PL | 276.78 | EA | 0
GTC16Y4 | Canada | CAD | MOLD,CABLE TO GRD ROD,VER | 276.78 | EA | 0
EL28A2NGV | Canada | CAD | COUPLER,LENTON,STANDARD, | 71.08 | EA | 0
A238HB2S24LH | Canada | CAD | CLAMP,FENCE,4/0X24IN,FLEX | 381.11 | EA | 0
GFCY2DBG | Canada | CAD | MOLD,CABLE TO GRD ROD,HOR | 276.78 | EA | 0
LPC139CTO | Canada | CAD | CABLE,CU,CONCENTRIC,61 | 37.7 | EA | 0
534034ARZ13 | Canada | CAD | FLEXIBAR,ADV,6X40X1MM,ARZ | 364.6 | EA | 0
GTC161Y | Canada | CAD | MOLD,CABLE TO GRD ROD,VER | 276.78 | EA | 0
SX40SS009 | Canada | CAD | MOLD,CABLE,HORZ SPLICE | 1255.97 | EA | 0
CAHEA1G4 | Canada | CAD | MOLD,CABLE,TO HORZ CAST I | 168.64 | EA | 0
EGBA14412EC | Canada | CAD | BAR,GRD BUS,1/4 X 2 X 12 | 195 | EA | 0
6138529 | Canada | CAD | ROD,GRD,3/8X5,CU BONDED | 51.23 | EA | 0
CAB1331K | Canada | CAD | SLEEVE,CU,.140 ID X .202 | 1.2 | EA | 0
S90-04-11 | Canada | CAD | TSF240MTDS | 10.8 | EA | 0
CAHBA1H8 | Canada | CAD | MOLD,CABLE TO HORZ CAST I | 168.64 | EA | 0
TADY0Y0 | Canada | CAD | MOLD,CABLE HORZ TEE | 586.79 | EA | 0
XLYRF0012RHS | Canada | CAD | MOLD,CABLE,HORZ Y 20 DEG | 783.12 | EA | 0
534020L3MP | Canada | CAD | FLEXIBAR,BUSBAR,MTO, | 208.94 | EA | 0
BCKEMEM | Canada | CAD | MOLD,BUS BAR,VERT SPLICE | 199.84 | EA | 0
558610 | Canada | CAD | TOOL,CRIMP,DRILL,BD16,15- | 253.88 | EA | 0
A929H001 | Canada | CAD | WASHER,SEALING,#10 NEOPRE | 1.66 | EA | 0
A800A23F250 | Canada | CAD | CABLE,CU,BARE,4/0 CONC,7 | 5340.39 | EA | 0
XLTAD4L4L | Canada | CAD | MOLD,CABLE,HORIZ TEE | 1343.95 | EA | 0
RRA521G | Canada | CAD | MOLD,CABLE TO REBAR,HORZ | 168.64 | EA | 0
EGBA38624CC | Canada | CAD | BAR,GRD BUS,3/8 X 6 X 24 | 670.8 | EA | 0
554001 | Canada | CAD | JUMPER,CU,(3)PCS 4/0CU RO | 213.07 | EA | 0
PHR1V1T | Canada | CAD | MOLD,CABLE, VERT THRU PAR | 376.08 | EA | 0
A238EB2S12RH | Canada | CAD | CLAMP,FENCE,4/0 X 12 IN F | 343.84 | EA | 0
NX1181VPLUS | Canada | CAD | ONE-SHOT,CABLE TO GRD ROD | 41.13 | EA | 0
XAD3Q3D | Canada | CAD | MOLD,CABLE,HORZ X SAME PL | 586.79 | EA | 0
GYE182P | Canada | CAD | MOLD,CABLE TO GRD ROD,VER | 775.14 | EA | 0
T306 | Canada | CAD | BLANKET,CERAMIC,WOVEN,18 | 298.78 | EA | 0
CAHAA1VB | Canada | CAD | MOLD,CABLE TO HORZ STL,HO | 168.64 | EA | 0
EGBA14436AAT | Canada | CAD | BAR,GRD BUS,1/4 X 4 X 36 | 631.8 | EA | 0
LPP744 | Canada | CAD | PROTECTOR,WOOD,MOLDING | 80.41 | EA | 0
RJC542L | Canada | CAD | MOLD,CABLE TO REBAR,VERT | 276.78 | EA | 0
613480GAL01 | Canada | CAD | ROD,GRD,3/4X8,CU BONDED | 80.44 | EA | 0
B103JK002BLK | Canada | CAD | LUG,CU,1/2 X 3 X 9 W/2 | 223.12 | EA | 0
RJC538D | Canada | CAD | MOLD,CABLE TO REBAR,VERT | 276.78 | EA | 0
563380 | Canada | CAD | BRAID,PREFAB,300X28X2.5MM | 18.8 | EA | 0
PB80DS3SJH001M | Canada | CAD | MOLD,CABLE TO UC LUG,HORZ | 906.82 | EA | 0
TACY6Y2 | Canada | CAD | MOLD,CABLE,HORZ TEE | 276.78 | EA | 0
534018ABB01 | Canada | CAD | FLEXIBAR,ADV,4X24X1MM,ABB | 43.78 | EA | 0
GRC31E1 | Canada | CAD | MOLD,CABLE TO GRD ROD,VER | 276.78 | EA | 0
SBTBJ3472B | Canada | CAD | BOND,JUMPER,1 IN TAB 3/16 | 22.01 | EA | 0
534053RW19 | Canada | CAD | FLEXIBAR,ADV,10X80X1,RW | 458.64 | EA | 0
EGBA14424BD | Canada | CAD | BAR,GRD BUS,1/4 X 4 X 24 | 366.6 | EA | 0
GUYRING | Canada | CAD | RING,GUYING | 150.29 | EA | 0
RPSCW4STPWL | Canada | CAD | WALKWAY,4 STEPS WITH A L | 15271.67 | EA | 0
XBV3Q3DHQ | Canada | CAD | MOLD,CABLE,HORZ X LAPPED | 1215.58 | EA | 0
EGBA14106HHT | Canada | CAD | BUSBAR,GRD,CU,1/4X1X6,HH, | 78 | EA | 0
B13733 | Canada | CAD | DRIVE,ROD,SLEEVE 3/4 STL | 291.64 | EA | 0
LPA34858 | Canada | CAD | BASE,AL,CAST,STANDING | 69.32 | EA | 0
549510 | Canada | CAD | KIT,SUPPORT,BUSBAR,CABS | 62.41 | EA | 0
ML6GPKG26 | Canada | CAD | PACKAGE,QUICK-WEDGE PIN,# | 125.73 | EA | 0
GUV16070 | Canada | CAD | CLAMP,SADDLE,ROD,10-20MM | 41.42 | EA | 5
EGBA14360DGT | Canada | CAD | BUSBAR,GRD,CU,1/4X3X60,DG | 893.1 | EA | 0
PTCT1Y4 | Canada | CAD | MOLD,CABLE, HORZ THRU PAR | 276.78 | EA | 0
534059ABB04 | Canada | CAD | FLEXIBAR,ADV,12X100X1,ABB | 713.61 | EA | 0
534040FES01 | Canada | CAD | FLEXIBAR,ADV,6X50X1MM,FES | 166.7 | EA | 0
XBQ2Q2Q | Canada | CAD | MOLD,CABLE,HORZ X LAPPED, | 528.45 | EA | 0
EL43TA2MG | Canada | CAD | COUPLER,LENTON STANDARD, | 137.74 | EA | 0
150 | Canada | CAD | WELD METAL,CADWELD,F20 | 36.04 | EA | 0
HDXBV3A3A | Canada | CAD | MOLD,CABLE,HORZ X LAPPED | 1215.58 | EA | 0
HDPTC3A2GW | Canada | CAD | MOLD,CABLE,HORZ THRU PARA | 329.2 | EA | 0
TDX200S277/480 | Canada | CAD | PROTECTOR,SURGE,TDX200S,3 | 3338.21 | EA | 0
SCDM01 | Canada | CAD | BATTING,CADWELD MULTI, | 71.64 | EA | 0
TDS130M150 | Canada | CAD | DIVERTER,TD,150V,30KA, | 165.56 | EA | 0
TACY4Y6 | Canada | CAD | MOLD,CABLE,HORZ TEE | 276.78 | EA | 0
LPC601 | Canada | CAD | POINT,CU,CONCEALED,3/8IN | 176.64 | EA | 0
LPC2832F2F | Canada | CAD | ADAPTER,CU,SWIVEL,1/2IN | 56.91 | EA | 0
TMGBA14L15PT | Canada | CAD | BAR,ASY,GRDBUS,1/4X4X13.5 | 260 | EA | 0
ECRH101V4U | Canada | CAD | GROUND ROD,ASSY,KIT,10FT, | 2735.79 | EA | 0
534036RIV05 | Canada | CAD | FLEXIBAR,ADV,10X40X1,RIV, | 426.76 | EA | 0
553410 | Canada | CAD | CONNECTOR,BUS BAR,CABLE T | 4.29 | EA | 0
MBA10CCL | Canada | CAD | MOLD,BLANK,3 X 2 1/2 X 6 | 224.58 | EA | 0
LAC1GCE | Canada | CAD | MOLD,CABLE TO BUS/LUG,HOR | 276.78 | EA | 0
TACY9Y9 | Canada | CAD | MOLD,CABLE,HORZ TEE | 276.78 | EA | 0
PB60TA3S3Q | Canada | CAD | MOLD,CABLE,HORZ TEE | 423.66 | EA | 0
XLCGC126C2 | Canada | CAD | MOLD,BUS TO HORZ STL,TAP | 328.55 | EA | 0
EL4032A12 | Canada | CAD | COUPLER,LENTON,A12,40MM- | 78.4 | EA | 0
RBT1891SP001 | Canada | CAD | SLEEVE,CADWELD,SPECIAL | 3759.96 | EA | 0
PB53SS6H | Canada | CAD | MOLD,CABLE,HORZ SPLICE | 476.13 | EA | 0
B121EG22 | Canada | CAD | LUG,CU,1/4X1-1/2IN,W/1 | 27.56 | EA | 0
LPC205BST | Canada | CAD | POINT,CU,BLUNT BARE,3/8IN | 36.61 | EA | 0
A239HC2S242G4RH | Canada | CAD | CLAMP,FENCE,4/0 FLEX 24 L | 388.31 | EA | 0
RJE572Q | Canada | CAD | MOLD,CABLE TO REBAR,VERT | 775.14 | EA | 0
S05F | Canada | CAD | SLEEVE,CU,FLARED,1/0 CONC | 3.68 | EA | 0
CC5A40CB | Canada | CAD | CABLE,COMP,THFT DET, CU | 4735.02 | EA | 0
LAC5DE | Canada | CAD | MOLD,CABLE TO BUS/LUG,HOR | 276.78 | EA | 0
VNC1VLH1.25 | Canada | CAD | MOLD,CABLE TO VERT STL,HO | 276.78 | EA | 0
549516 | Canada | CAD | SUPPORT,ALUMINUM | 39.87 | EA | 0
RBT141012A | Canada | CAD | SLEEVE,CADWELD,#14 -2 T- | 174.6 | EA | 0
VBC1VV2.50 | Canada | CAD | MOLD,CABLE TO VERT STL, | 276.78 | EA | 0
LPC233BST | Canada | CAD | POINT,CU,5/8X15IN,1/2THR | 30.91 | EA | 0
XLRDM532Q | Canada | CAD | MOLD,CABLE TO REBAR,HORZ | 1508.82 | EA | 0
CAHBA1K16 | Canada | CAD | MOLD,CABLE TO HORZ CAST I | 168.64 | EA | 0
557250 | Canada | CAD | BRAID,FLAT,20X1.5,CU,140 | 11.82 | MR | 0
534055L5MB | Canada | CAD | FLEXIBAR,BUSBAR,MTO, | 1675.65 | EA | 0
534059ABB03 | Canada | CAD | FLEXIBAR,ADV,12X100X1,ABB | 325.96 | EA | 0
VSC2SV2 | Canada | CAD | MOLD,CABLE TO VERT STL,45 | 276.78 | EA | 0
EGBA14412CF | Canada | CAD | BAR,GRD BUS,1/4 X 4 X 12 | 195 | EA | 0
B101EG003 | Canada | CAD | LUG,CU,1/8X1-1/2X3.00 IN, | 36.43 | EA | 0
EL36SASA9100 | Canada | CAD | COUPLER,LENTON,SASA,DBL | 1117.76 | EA | 0
RBTSB13545J | Canada | CAD | BASIN,POURING,#14 HORZ. | 713.05 | EA | 0
RBB11101JA | Canada | CAD | SLEEVE,CADWELD,#11 B-SERI | 164.43 | EA | 0
534036RIV02 | Canada | CAD | FLEXIBAR,ADV,10X40X1,RIV, | 235.93 | EA | 0
RBWS1467K | Canada | CAD | BASIN,POURING,#18TO#14 | 292.1 | EA | 0
SBPACGBJ4 | Canada | CAD | CONNECTOR,PLUG TRACK,1/4 | 14.99 | EA | 0
534022LAM09 | Canada | CAD | FLEXIBAR,ADV,10X24X1,LAM, | 319.88 | EA | 0
VBC2VV2 | Canada | CAD | MOLD,CABLE TO VERT STL,VE | 276.78 | EA | 0
TAC1L2G | Canada | CAD | MOLD,CABLE,HORZ TEE | 276.78 | EA | 0
RBW313B | Canada | CAD | FRAME,VARIABLE ANGLED,POU | 563.53 | EA | 0
PB71LXJG3S01RHM | Canada | CAD | MOLD,CABLE TO BUS/LUG,HOR | 271.52 | EA | 0
T327CG | Canada | CAD | FLUX,TIN,ALCOHOL LIQUID 1 | 0.2 | EA | 0
534039L3M | Canada | CAD | FLEXIBAR,ADV,5X50X1MM,3M | 720.68 | EA | 0
TAC3D2QW | Canada | CAD | MOLD,CABLE,HORZ TEE | 355.41 | EA | 0
EL57T36P9 | Canada | CAD | COUPLER,LENTON POSITION,# | 272.8 | EA | 0
TAC3A2L | Canada | CAD | MOLD,CABLE,HORZ TEE | 276.78 | EA | 0
613400PWC01 | Canada | CAD | ROD,GRD,3/4X10,10 MIL | 48.3 | EA | 0
SSC2Q1T | Canada | CAD | MOLD,CABLE,HORZ SPLICE | 276.78 | EA | 0
SBK104 | Canada | CAD | SLOTTING WHEEL KIT,RAIL, | 275.51 | EA | 0
PHR2C1V | Canada | CAD | MOLD,CABLE,VERT THRU PARA | 376.08 | EA | 0
TSGB24R1 | Canada | CAD | BRACKET,SCREW,GUN TELESCO | 8.5 | EA | 0
RCE56Y2 | Canada | CAD | MOLD,CABLE TO REBAR,VERT | 775.14 | EA | 0
LPC203 | Canada | CAD | POINT,CU,3/8IN X 15IN | 49.79 | EA | 0
PBW33S0122935LB | Canada | CAD | BOND,IMPD SIDE,500 RLAY I | 635.96 | EA | 0
RHC532Q | Canada | CAD | MOLD,CABLE TO REBAR,HORZ | 276.78 | EA | 0
LPG36358 | Canada | CAD | BRACE,ADHESIVE MOUNT, | 194.13 | EA | 0
PTCY3Y3 | Canada | CAD | MOLD,CABLE,HORZ THRU PARA | 276.78 | EA | 0
M336L | Canada | CAD | FRAME,ASSY,M336L | 1085.99 | EA | 0
B466 | Canada | CAD | CLAMP ASSY,3RD RAIL,4X6 M | 1135.03 | EA | 0
VST1GM | Canada | CAD | MOLD,CABLE TO VERT STL,45 | 269.61 | EA | 0
554368 | Canada | CAD | BRAID,EARTH,SS,70MM2,CPI | 36.24 | EA | 0
PTC2G1H | Canada | CAD | MOLD,CABLE, HORZ THRU PAR | 276.78 | EA | 0
CAHBA1V | Canada | CAD | MOLD,CABLE TO HORZ CAST I | 168.64 | EA | 0
B2700HC14T | Canada | CAD | STRIP,BUS,ASSY,14 INCHES | 81.65 | EA | 0
503210IR02 | Canada | CAD | BRAID,CU,TIN,2INX5MM THK, | 89.84 | EA | 0
15PLUSF20 | Canada | CAD | CADWELD PLUS,#15,F20 | 6.86 | EA | 0
LECY8PAM | Canada | CAD | MOLD,CABLE TO BUS/LUG,HOR | 276.78 | EA | 0
GRC183QW | Canada | CAD | MOLD,CABLE TO GRD ROD,VER | 329.2 | EA | 0
LPC205L | Canada | CAD | POINT,CU,3/8IN X 24IN | 52.21 | EA | 0
557260 | Canada | CAD | BRAID,FLAT,23X1.5,CU,220 | 13.42 | MR | 0
562130 | Canada | CAD | IBSB ADV 25-90-6 | 3.28 | EA | 0
GLCCE1D | Canada | CAD | MOLD,CABLE TO LUG,HORZ | 276.78 | EA | 0
PTC3Q3A | Canada | CAD | MOLD,CABLE, HORZ THRU PAR | 276.78 | EA | 0
ERICORE700U | Canada | CAD | DOWNCONDUCTOR,LIGHTNING, | 9999.99 | EA | 0
LPS2955F5M | Canada | CAD | ADAPTER,SS,COUPLING,5/8IN | 38.12 | EA | 0
B3368 | Canada | CAD | SPACER,SHAFT,ALUMINUM,SBG | 21.5 | EA | 0
CAVHT1H20 | Canada | CAD | MOLD,CABLE TO VERT CAST | 272.29 | EA | 0
GFC182G | Canada | CAD | MOLD,CABLE TO GRD ROD,HOR | 276.78 | EA | 0
FLXPABB0049 | Canada | CAD | FLEXIBAR,ADV,6X100X1,ABB | 654.623 | EA | 0
534026PDI30 | Canada | CAD | FLEXIBAR,ADV,5X32X1MM,PDI | 290.63 | EA | 0
542050 | Canada | CAD | INSULATOR,BUSBAR,ISO TP | 5.64 | EA | 0
GRC189C | Canada | CAD | MOLD,CABLE TO GRD ROD,VER | 276.78 | EA | 0
EL32CFFW | Canada | CAD | LENTON,FORM SAVER,W/STEEL | 6.4 | EA | 0
GPECEBH0241T012 | Canada | CAD | PLATE,GRD,ELECTRODE,ASSY, | 249.33 | EA | 0
615870 | Canada | CAD | ROD,GRD,5/8X7,CU BONDED | 41.25 | EA | 0
PB13ST3QLH | Canada | CAD | MOLD,CABLE TO RAIL,HORZ | 271.52 | EA | 0
TGBA29L18P | Canada | CAD | BUSBAR,CU,1/4X2X29IN,TGB, | 287.3 | EA | 0
PB99HW003 | Canada | CAD | MOLD,CABLE TO RAIL,HORZ | 609.97 | EA | 0
B102EEOLNBLK | Canada | CAD | LUG,CU,1/4 X 1 W/2-9/16 H | 95.12 | EA | 0
TACY8Y6 | Canada | CAD | MOLD,CABLE,HORZ TEE | 276.78 | EA | 0
ERICORE030U | Canada | CAD | DOWNCONDUCTOR,LIGHTNING, | 5116.4 | EA | 0
GTC181Q | Canada | CAD | MOLD,CABLE TO GRD ROD, | 276.78 | EA | 0
EL12CIPS | Canada | CAD | PROTECTOR,THREAD,INTERNAL | 0.24 | EA | 0
VSC1LV3C | Canada | CAD | MOLD,CABLE TO VERT STL,45 | 276.78 | EA | 0
VBC9GV2 | Canada | CAD | MOLD,CABLE TO VERT STL, | 276.78 | EA | 0
CC207 | Canada | CAD | CONNECTOR,GRD,#6 SOL-1/0 | 16.16 | EA | 0
EL25SASA3000 | Canada | CAD | COUPLER,LENTON,SASA,DBL | 182.78 | EA | 0
PB10RT532G | Canada | CAD | MOLD,CABLE TO REBAR,HORZ | 199.84 | EA | 0
RBHSB12065F | Canada | CAD | BASIN,POURING,#11 HORIZ. | 713.05 | EA | 0
B102EE | Canada | CAD | LUG,CU,1/4 X 1 W/2-9/16 H | 31.54 | EA | 0
GTC149B | Canada | CAD | MOLD,CABLE TO GRD ROD,VER | 276.78 | EA | 0
TACY5Y9 | Canada | CAD | MOLD,CABLE,HORZ TEE | 276.78 | EA | 0
EL22SADCF | Canada | CAD | COUPLER,LENTON,#7,DOUBLE | 31.86 | EA | 0
503230EES01 | Canada | CAD | BRAID,CU,TIN,400MM2,3LYR, | 492.96 | EA | 0
B548A42 | Canada | CAD | MOUNTING,KIT,3-4WIDE BARS | 16.86 | EA | 0
RJE561L | Canada | CAD | MOLD,CABLE TO REBAR,VERT | 775.14 | EA | 0
VSC2GV1 | Canada | CAD | MOLD,CABLE TO VERT STL,45 | 276.78 | EA | 0
XBZ9G9G | Canada | CAD | MOLD,CABLE,HORZ X LAPPED | 793.75 | EA | 0
WT2TTP01C | Canada | CAD | BLADE, ASSY, LPS, TTP, | 9999.99 | EA | 0
LJCEG1G | Canada | CAD | MOLD,CABLE TO BUS/LUG,HOR | 276.78 | EA | 0
M12H0004HD | Canada | CAD | 1 X 4IN HDG SLOTTED CHANN | 11960 | EA | 0
RBC976A | Canada | CAD | SLEEVE,CADWELD,#9 C-SERIE | 59.86 | EA | 0
XACW8W8 | Canada | CAD | MOLD,CABLE,HORZ X SAME PL | 276.78 | EA | 0
560610 | Canada | CAD | DISTANCE HOLDER 45M5 | 3.21 | EA | 0
SES320B208Y | Canada | CAD | SES, 320KA, BASIC, | 1583.32 | EA | 0
GECP120DBG | Canada | CAD | MOLD,GRD ROD, HORZ SPLICE | 276.78 | EA | 0
TAC2F1T | Canada | CAD | MOLD,CABLE,HORZ TEE | 276.78 | EA | 0
HDXAC2V2V | Canada | CAD | MOLD,CABLE,HORZ X SAME PL | 276.78 | EA | 0
LPC224L | Canada | CAD | POINT,CU,1/2IN X 18IN | 53.98 | EA | 0
RBWS2224F | Canada | CAD | BASIN,POURING,#11 75 DEGR | 643.83 | EA | 0
MBA72 | Canada | CAD | MOLD, BLANK, STYLE A | 148.68 | EA | 0
534034ARZ19 | Canada | CAD | FLEXIBAR,ADV,6X40X1MM,ARZ | 393.73 | EA | 0
SBPAJ396 | Canada | CAD | BOND,PLUG,S8,3/16X96IN LG | 35.1 | EA | 0
LPA804 | Canada | CAD | STRAP,AL,CABLE,1/2IN WIDE | 3.17 | EA | 0
RDH581T | Canada | CAD | MOLD,CABLE TO REBAR,HORZ | 484.97 | EA | 0
GTC16S6 | Canada | CAD | MOLD,CABLE TO GRD ROD,VER | 276.78 | EA | 0
GMR162L | Canada | CAD | MOLD,CABLE TO GRD ROD,VER | 351.47 | EA | 0
PCC1T1H | Canada | CAD | MOLD,CABLE, HORZ TAP PARA | 276.78 | EA | 0
SB20118B | Canada | CAD | BOND,CADWELD TAB,5/16X9 3 | 12.84 | EA | 0
PB10GT182V | Canada | CAD | MOLD,CABLE TO GRD ROD,VER | 199.84 | EA | 0
VSCY4V3C | Canada | CAD | MOLD,CABLE TO VERT STL,45 | 276.78 | EA | 0
SSC9H2Q | Canada | CAD | MOLD,CABLE,HORZ SPLICE | 276.78 | EA | 0
PBWY4001LH | Canada | CAD | MOLD,RAIL,CABLE HORZ TO | 118.94 | EA | 0
174910 | Canada | CAD | CLIP,M8TI24 | 3.22 | EA | 0
B522F | Canada | CAD | CLAMP,ASSY,3 IN NOMINAL P | 105.01 | EA | 0
EGBA14416BB | Canada | CAD | BAR,GRD BUS,1/4 X 4 X 16 | 252.2 | EA | 0
PVT1750M | Canada | CAD | PV T1 MODULE, 750VDC, | 142.12 | EA | 0
GTC18Y9 | Canada | CAD | MOLD,CABLE TO GRD ROD, | 276.78 | EA | 0
TAC2F2F | Canada | CAD | MOLD,CABLE,HORZ TEE | 276.78 | EA | 0
534047GE10 | Canada | CAD | FLEXIBAR,ADV,8X63X1,GE | 587.89 | EA | 0
B540C878T | Canada | CAD | BUSBAR,GRD,CU,3/8X6X36, | 540.28 | EA | 0
534029ABB27 | Canada | CAD | FLEXIBAR,ADV,10X32X1,ABB, | 341.48 | EA | 0
EL22P14L | Canada | CAD | COUPLER,LENTON,P14L,22MM, | 108.38 | EA | 0
SSC2Q8F | Canada | CAD | MOLD,CABLE,HORZ SPLICE | 276.78 | EA | 0
169910 | Canada | CAD | PIN & WASHERS SET M16X50 | 60.61 | EA | 0
FLXPSHL0006 | Canada | CAD | FLEXIBAR,ADV,5X20X1MM,SHL | 128.655 | EA | 0
534021SAF06 | Canada | CAD | FLEXIBAR,ADV,8X24X1MM,SAF | 198.5 | EA | 0
4012800EGSP01 | Canada | CAD | CLEVIS,HANGER,28,EG | 177.01 | EA | 0
PQDS1000Y277 | Canada | CAD | PQDS-1-3Y-277/480V, | 1133.47 | EA | 0
ERICORE063T | Canada | CAD | DOWNCONDUCTOR,LIGHTNING, | 9999.99 | EA | 0
RCE552G | Canada | CAD | MOLD,CABLE TO REBAR,VERT | 775.14 | EA | 0
GTCC312G | Canada | CAD | MOLD,CABLE TO GRD ROD,VER | 276.78 | EA | 0
LPC702 | Canada | CAD | GROUND ROD,CU,SOLID | 352.72 | EA | 0
HSC2C002 | Canada | CAD | MOLD,CABLE TO HORZ STL,HO | 276.78 | EA | 0
534019AME01 | Canada | CAD | FLEXIBAR,ADV,5X24X1,AME | 81.69 | EA | 0
563740 | Canada | CAD | POLE,DISTRIBUTION,BLOCK, | 49.15 | EA | 0
PCC2P1K | Canada | CAD | MOLD,CABLE,HORZ TAP | 276.78 | EA | 0
534027VRT01 | Canada | CAD | FLEXIBAR,ADV,6X32X1,VRT | 104.77 | EA | 0
PB80LS3Q005 | Canada | CAD | MOLD,CABLE TO BUS/LUG, | 906.82 | EA | 0
TDS150M150A | Canada | CAD | MODULE, TD, 150V, 50KA | 128.9 | EA | 0
PKS500K12HRL | Canada | CAD | LUG,CABLE,TUBULAR,CU, | 21.09 | EA | 0
EGGPC | Canada | CAD | GROUNDING,PLATE,GALV,10X1 | 77.26 | EA | 0
EGBA14215JJ | Canada | CAD | BAR ASSY,GRD BUS,1/4X2X15 | 159.9 | EA | 0
EL794ABOX | Canada | CAD | PLATE,FORM SAVER,#4 | 0.43 | EA | 0
534010LAM13 | Canada | CAD | FLEXIBAR,ADV,2X20X1MM,LAM | 139.56 | EA | 0
PCC8D8C | Canada | CAD | MOLD,CABLE,HORZ TAP | 276.78 | EA | 0
VFC1LV3.50 | Canada | CAD | MOLD,CABLE TO VERT STL,VE | 276.78 | EA | 0
DT275010R | Canada | CAD | TYPE 2, 750V, 1 0 | 129.95 | EA | 0
534422 | Canada | CAD | IBSB ADV 100-330-8-10 | 44.36 | EA | 0
PCC9F9D | Canada | CAD | MOLD,CABLE, HORZ TAP PARA | 276.78 | EA | 0
EL16CPPSW | Canada | CAD | LENTON,PLUG,PLASTIC, | 6.3 | EA | 0
MBA81 | Canada | CAD | MOLD,BLANK,150200 C PRICE | 254.23 | EA | 0
TMGBA16L19P | Canada | CAD | BAR ASSY,GRD BUS,1/4X4X15 | 252.2 | EA | 0
ERICORE155T | Canada | CAD | DOWNCONDUCTOR,LIGHTNING, | 27255.27 | EA | 0
GTC162VW | Canada | CAD | MOLD,CABLE TO GRD ROD, | 355.41 | EA | 0
VVC1VV4 | Canada | CAD | MOLD,CABLE TO VERT STL,VE | 276.78 | EA | 0
534021SAF01 | Canada | CAD | FLEXIBAR,ADV,8X24X1MM,SAF | 208.43 | EA | 0
GRC181T | Canada | CAD | MOLD,CABLE TO GRD ROD,VER | 276.78 | EA | 0
SBB2721T | Canada | CAD | SHUNT,DUAL HEAD,0.06 OHM | 433.32 | EA | 0
534011ABB02 | Canada | CAD | FLEXIBAR,ADV,3X20X1,ABB | 39.79 | EA | 0
B17903 | Canada | CAD | SCREW,THREADED,3/8-24 | 10.4 | EA | 0
RBT1091HSA | Canada | CAD | SLEEVE,CADWELD,#10 T-SERI | 122.13 | EA | 0
PQDM3100S120 | Canada | CAD | PQDM-4-1P-120V, FSPM3100S | 3195.8 | EA | 0
715122 | Canada | CAD | LUG,CABLE,PKS 150/16-H | 32.33 | EA | 0
FLXPSHL0001 | Canada | CAD | FLEXIBAR,ADV,5X20X1MM,SHL | 177.923 | EA | 0
RCE572G | Canada | CAD | MOLD,CABLE TO REBAR,VERT | 775.14 | EA | 0
VBC2QV8C | Canada | CAD | MOLD,CABLE TO VERT STL, | 276.78 | EA | 0
LPC2922M3M | Canada | CAD | ADAPTER,CU,COUPL.,1/2IN | 25.65 | EA | 0
LPC478 | Canada | CAD | CABLE,CLAMP,BARE BRONZE, | 93.89 | EA | 0
534012 | Canada | CAD | FLEX ADV2MTC 4X20X1 | 148.58 | EA | 0
SBTBJ5448B | Canada | CAD | BOND,JUMPER,5/16 & 1 TAB | 40.24 | EA | 0
LPC29612 | Canada | CAD | TERMINAL,AIR,EXTENSION,PA | 71.67 | EA | 0
CAB117A | Canada | CAD | DISK,STL,3/4 DIA | 0.08 | EA | 0
RBC1076 | Canada | CAD | SPLICE,KIT,#10 CADWELD C- | 113.73 | EA | 0
XLTAC1V1V | Canada | CAD | MOLD,CABLE,HORZ TEE | 199.3 | EA | 0
815780 | Canada | CAD | GROUND ROD, GALV POINTED | 30.33 | EA | 0
LPA30258V | Canada | CAD | BASE,CABLE,AND AIR TERMIN | 27.9 | EA | 0
HDGTC181L | Canada | CAD | MOLD,CABLE TO GRD ROD,VER | 276.78 | EA | 0
TAC7S7R | Canada | CAD | MOLD,CABLE,HORZ TEE | 276.78 | EA | 0
534033L3M | Canada | CAD | FLEXIBAR,ADV,5X40X1MM,3M, | 478.14 | EA | 0
RBT1091HB | Canada | CAD | MATERIAL,FILLER,#10 HORIZ | 54.99 | EA | 0
LJCFALY7 | Canada | CAD | MOLD,CABLE TO BUS/LUG,HOR | 276.78 | EA | 0
534026AMX08 | Canada | CAD | FLEXIBAR,ADV,5X32X1,AMX | 171.93 | EA | 0
A928B040 | Canada | CAD | NUT,HEX,3/8-16 STAINLESS | 0.16 | EA | 0
EGBA14824MM | Canada | CAD | BAR,ASSY,GRD,BUS,1/4X8X24 | 577.2 | EA | 0
EGBA14608AA | Canada | CAD | BAR,GRD BUS,1/4 X 6 X 08 | 202.8 | EA | 0
534016DS06 | Canada | CAD | FLEXIBAR,ADV,2X24X1MM,DS, | 213.47 | EA | 0
SSCY6C | Canada | CAD | MOLD,CABLE,HORZ SPLICE | 276.78 | EA | 0
554279 | Canada | CAD | BRAID,EARTH,SS,16MM2,CPI | 20.38 | EA | 0
ML543 | Canada | CAD | PIN,QUICK-WEDGE,#5,DRIVE | 141.96 | EA | 0
XBM2Q1T | Canada | CAD | MOLD,CABLE,HORZ X LAPPED | 844.84 | EA | 0
EL50TA12 | Canada | CAD | COUPLER,LENTON,A12,#50MM | 139.51 | EA | 0
VGC1L | Canada | CAD | MOLD,CABLE TO VERT STL,HO | 276.78 | EA | 0
563420 | Canada | CAD | BRAID,PREFAB,300X28X5MM, | 24.8 | EA | 0
SES160FFP | Canada | CAD | SES160F, FLUSH PLATE | 36.15 | EA | 0
SSC2Q1V | Canada | CAD | MOLD,CABLE HORZ SPLICE | 276.78 | EA | 0
534029ABB32 | Canada | CAD | FLEXIBAR, ADV, 8X32X1MM | 245.51 | EA | 0
A12816A4 | Canada | CAD | ROD,SAMPLE,5/8 CUCL 2LONG | 26.12 | EA | 0
CR58SS | Canada | CAD | COUPLER,GRD ROD,SS,5/8 | 57.36 | EA | 0
NT1161VPLUS | Canada | CAD | ONE-SHOT,CABLE TO GRD ROD | 37.19 | EA | 0
TACY7Y9 | Canada | CAD | MOLD,CABLE ,HORZ TEE | 276.78 | EA | 0
285116 | Canada | CAD | KIT,FLEXIBAR,ADV,EATON | 333.03 | EA | 0
LPC222BST | Canada | CAD | POINT,CU,BLUNT BARE,1/2IN | 30.69 | EA | 0
PQC320120240V | Canada | CAD | SES320B120/240S | 6098.77 | EA | 0
PB80TA6H6H | Canada | CAD | MOLD,CABLE,HORZ TEE | 906.82 | EA | 0
XLGTC182Q | Canada | CAD | MOLD,CABLE TO GRD ROD,VER | 328.55 | EA | 0
A238KC2S24LH | Canada | CAD | CLAMP,FENCE,4/0 X 24 IN | 665.37 | EA | 0
XLYRF4P4T001RHS | Canada | CAD | MOLD,CABLE,HORZ Y 20 DEG | 783.12 | EA | 0
FJ2G24 | Canada | CAD | JUMPER,FLEX,2/0 RLAY SWAG | 60.94 | EA | 0
VET012 | Canada | CAD | MOLD,CABLE TO VERT STL, | 269.61 | EA | 0
GYR16SF | Canada | CAD | MOLD,CABLE TO GRD ROD,VER | 376.08 | EA | 0
CPC16CAJ | Canada | CAD | MOLD,BUS TO GRD ROD,VERT | 276.78 | EA | 0
534026PDI37 | Canada | CAD | FLEXIBAR,ADV,5X32X1MM,PDI | 130.01 | EA | 0
B121EG003 | Canada | CAD | LUG,CU,1/4 X 1 1/2 W/1-13 | 24.4 | EA | 0
XBQ2L2LW | Canada | CAD | MOLD,CABLE,HORZ X LAPPED, | 633.28 | EA | 0
EL20A2 | Canada | CAD | COUPLER,LENTON STANDARD,# | 20.48 | EA | 0
561710 | Canada | CAD | METAL SPACER M5 X 40 | 1.51 | EA | 0
EGBA14824DG | Canada | CAD | BUSBAR,GRD,CU,1/4X8X24,DG | 577.2 | EA | 0
553153 | Canada | CAD | BAR,CONNECTION,ALUMINIUM, | 7.59 | EA | 0
RBB792JA | Canada | CAD | SLEEVE,CADWELD,#7 B-SERIE | 133.15 | EA | 0
534036GE15 | Canada | CAD | FLEXIBAR,ADV,10X40X1MM,GE | 537.28 | EA | 0
RBC1176HB | Canada | CAD | MATERIAL,FILLER,#11 C-SER | 45.94 | EA | 0
RRA561L | Canada | CAD | MOLD,CABLE TO REBAR,HORZ | 168.64 | EA | 0
SSC2QY4 | Canada | CAD | MOLD,CABLE,HORZ SPLICE | 276.78 | EA | 0
VFC1TV4 | Canada | CAD | MOLD,CABLE TO VERT STL,VE | 276.78 | EA | 0
HDXAC2Q2Q | Canada | CAD | MOLD,CABLE,HORZ X SAME PL | 276.78 | EA | 0
LACY4FAM | Canada | CAD | MOLD,CABLE TO BUS/LUG,HOR | 276.78 | EA | 0
PBB319 | Canada | CAD | CLAMP,VERT SURFACE | 195.07 | EA | 0
GNR312Q | Canada | CAD | MOLD,CABLE TO GRD ROD,VER | 376.08 | EA | 0
SBTBJ3342 | Canada | CAD | BOND,JUMPER,3/16 & 3/4 TA | 23.02 | EA | 0
534022LAM01 | Canada | CAD | FLEXIBAR,ADV,10X24X1,LAM | 113.84 | EA | 0
PTC1V1K | Canada | CAD | MOLD,CABLE, HORZ THRU PAR | 276.78 | EA | 0
PBC12W13MNC | Canada | CAD | BOND,C,JOINT,250KCM RLAY, | 52.4 | EA | 0
SBTBTB4C | Canada | CAD | MOLD ASSY,BOND,3/16 & 1 T | 115.97 | EA | 0
LPAW70ISOT | Canada | CAD | CLAMP,CAST,SMOOTH WEAVE | 37.74 | EA | 0
HDHSC2L | Canada | CAD | MOLD,CABLE TO HORZ STL,HO | 276.78 | EA | 0
PB10VS2V | Canada | CAD | MOLD,CABLE TO VERT STL,45 | 199.84 | EA | 0
559154 | Canada | CAD | PUNCH DIE M8 | 171.65 | EA | 0
EGBA14410NNT | Canada | CAD | BAR ASSY,GRD BUS,1/4X4X10 | 192.4 | EA | 0
UTB30EX | Canada | CAD | BARRIER,TRANSIENT,INTRINS | 221.91 | EA | 0
EGBA14414CB | Canada | CAD | BAR,GRD BUS,1/4 X 4 X 14, | 223.6 | EA | 0
SPDS100480D | Canada | CAD | PQI, TDX100S480D | 4091.49 | EA | 0
TACY6W2 | Canada | CAD | MOLD,CABLE HORZ TEE | 276.78 | EA | 0
B3410 | Canada | CAD | SUPPORT,GRINDER,STAND-OFF | 83.11 | EA | 0
SBS3086S48 | Canada | CAD | BOND,TEMPORARY SIGNAL,4FT | 86.06 | EA | 0
FLXPMCS0003 | Canada | CAD | FLEXIBAR,ADV,6X40X1MM,MCS | 261.676 | EA | 0
LPC624A58 | Canada | CAD | ADAPTER,CU,THRU-ROOF, | 107.9 | EA | 0
LMCEG2L | Canada | CAD | MOLD,CABLE TO BUS/LUG,VER | 276.78 | EA | 0
PB10SS3S3Q | Canada | CAD | MOLD,CABLE,HORZ SPLICE | 199.84 | EA | 0
FLXPSHL0004 | Canada | CAD | FLEXIBAR,ADV,5X20X1MM,SHL | 388.149 | EA | 0
534029ABB25 | Canada | CAD | FLEXIBAR,ADV,10X32X1,ABB, | 260.07 | EA | 0
CABTIESS | Canada | CAD | TIE,CABLE,STAINLESS STL | 12.34 | EA | 0
TAC1L1V | Canada | CAD | MOLD,CABLE,HORZ TEE | 276.78 | EA | 0
OMG200C2P | Canada | CAD | OMEGA LEXAN, TDX200C, 2PH | 10.63 | EA | 0
PTCY5Y3 | Canada | CAD | MOLD,CABLE,HORZ THRU PARA | 276.78 | EA | 0
LPC154CTO | Canada | CAD | WIRE,CU,SOLID,BONDING, | 15.98 | EA | 0
SBA252S0 | Canada | CAD | CLIP,RETAINER,TRACK CIRCU | 15.25 | EA | 0
SST1TM | Canada | CAD | MOLD,CABLE,HORZ SPLICE | 180.87 | EA | 0
534021SAF04 | Canada | CAD | FLEXIBAR,ADV,8X24X1MM,SAF | 262.28 | EA | 0
BMCEAJCAJ | Canada | CAD | MOLD,BUS BAR,HORZ TEE BAR | 276.78 | EA | 0
B861B1 | Canada | CAD | HANDLE,WELDMENT,T HANDLE | 7.55 | EA | 0
SBXST6A | Canada | CAD | WELDER,HEAD BOND,3/16X6 1 | 433.59 | EA | 0
EGBA14612NNT | Canada | CAD | BAR,GRD BUS,1/4 X 6 X 12 | 302.13 | EA | 0
EBCEALEAL | Canada | CAD | MOLD,BUS BAR,HORZ X LAPPE | 276.78 | EA | 0
LPC228ST | Canada | CAD | POINT,CU,BLUNT,1/2IN X | 222.26 | EA | 0
FJ2G300 | Canada | CAD | JUMPER,SWAGED,2/0 CONC | 512.5 | EA | 0
GTD224Y | Canada | CAD | MOLD,CABLE TO GRD ROD,VER | 586.79 | EA | 0
GTC31SD | Canada | CAD | MOLD,CABLE TO GRD ROD,VER | 276.78 | EA | 0
A814A064CCST | Canada | CAD | WIRE,STL,CU CLAD,TIN,#14, | 143.17 | EA | 0
A240C2S36001LH | Canada | CAD | CLAMP,FENCE,4/0X36 FLEX J | 282.88 | EA | 0
SBB855C1G48 | Canada | CAD | STUD,GROUNDING,AL/CU,W/PI | 109.67 | EA | 0
RBWS2645D | Canada | CAD | BASIN,POURING,HORIZONTAL | 618.9 | EA | 0
GTC169HW | Canada | CAD | MOLD,CABLE TO GRD ROD,VER | 355.41 | EA | 0
534011SE03 | Canada | CAD | FLEXIBAR,ADV,3X20X1MM,SE, | 51.69 | EA | 0
GRC164L | Canada | CAD | MOLD,CABLE TO GRD ROD,VER | 276.78 | EA | 0
534036GE10 | Canada | CAD | FLEXIBAR,ADV,10X40X1MM,GE | 411.32 | EA | 0
GYR14T2 | Canada | CAD | MOLD,CABLE TO GRD ROD,VER | 376.08 | EA | 0
BBCEAJ | Canada | CAD | MOLD,BUS BAR,HORZ SPLICE | 276.78 | EA | 0
GTC18Y7 | Canada | CAD | MOLD,CABLE TO GRD ROD,VER | 276.78 | EA | 0
FJ1T96 | Canada | CAD | JUMPER,FLEXIBLE,2 RLAY | 217.45 | EA | 0
TSMI0075GR | Canada | CAD | STRUT,PIPE,CLAMP 3/4 OD | 9.95 | EA | 0
SBPAJA48 | Canada | CAD | BOND,PLUG,S1 48 LONG | 15.07 | EA | 0
FC084 | Canada | CAD | CLAMP,UNIVERSAL,FENCE, | 106.96 | EA | 0
SSCY6Y5 | Canada | CAD | MOLD,CABLE,HORZ SPLICE | 276.78 | EA | 0
NCR188D | Canada | CAD | MOLD,CABLE TO GRD ROD,HOR | 376.08 | EA | 0
ECB14448 | Canada | CAD | BUSBAR,GRD,CU,1/4X4X48IN, | 295.71 | EA | 0
RBHA7037J | Canada | CAD | BASIN,POURING,#14 HORIZ. | 713.05 | EA | 0
B121GG | Canada | CAD | LUG,CU,3/8 X 1 1/2 W/1-9/ | 43.91 | EA | 0
EA027 | Canada | CAD | CABLE,ELECTRICAL,70M,FOR | 419.84 | EA | 0
GR1182GPLUS | Canada | CAD | ONE-SHOT,CABLE TO GRD ROD | 32.72 | EA | 0
NCR161K | Canada | CAD | MOLD,CABLE TO GRD ROD,HOR | 376.08 | EA | 0
GFC182Q | Canada | CAD | MOLD,4/0 CONC TO NOM | 276.78 | EA | 0
SBK341WDIW | Canada | CAD | WHEEL DROP DOWN INDICATOR | 94.24 | EA | 0
GTC162GW | Canada | CAD | MOLD,CABLE TO GRD ROD,VER | 355.41 | EA | 0
557995 | Canada | CAD | RAIL,DIN,SUPPORT,50MM,STR | 2.48 | EA | 0
SSGRS3412 | Canada | CAD | ROD,GRD,3/4X12,SS,SECT | 390.98 | EA | 0
ERICORE033T | Canada | CAD | DOWNCONDUCTOR,LIGHTNING, | 7266.31 | EA | 0
HDGRC182Q | Canada | CAD | MOLD,CABLE TO GRD ROD,VER | 276.78 | EA | 0
HDTAC2G2Q | Canada | CAD | MOLD,CABLE,HORZ TEE | 276.78 | EA | 0
LPC126R050 | Canada | CAD | CABLE,CU,ROPELAY,28 STR, | 10.99 | FT | 0
GTC222V | Canada | CAD | MOLD,CABLE TO GRD ROD,VER | 276.78 | EA | 0
LEC2VEAL | Canada | CAD | MOLD,CABLE TO BUS/LUG,HOR | 276.78 | EA | 0
SVR2P2Q | Canada | CAD | MOLD,CABLE,VERT SPLICE | 376.08 | EA | 0
PTC1L1E | Canada | CAD | MOLD,CABLE, HORZ THRU PAR | 276.78 | EA | 0
LPC226 | Canada | CAD | POINT,CU,1/2IN X 30IN | 169.3 | EA | 0
A805A05CBF | Canada | CAD | CABLE,COMP,THFT DET,CU BN | 9.37 | EA | 0
TACY8Y4 | Canada | CAD | MOLD,CABLE,HORZ TEE | 276.78 | EA | 0
534048RW29 | Canada | CAD | FLEXIBAR,ADV,10X63X1MM,RW | 334.26 | EA | 0
EGBA14324BB | Canada | CAD | BAR,GRD BUS,1/4 X 3 X 24 | 304.2 | EA | 0
GTC161C | Canada | CAD | MOLD,CABLE TO GRD ROD,VER | 276.78 | EA | 0
RRH552L | Canada | CAD | MOLD,CABLE TO REBAR,HORZ | 484.97 | EA | 0
A239KD2S242Q4RH | Canada | CAD | CLAMP,ASSY,FENCE & GATE | 833.59 | EA | 0
EGBA12418NN | Canada | CAD | BAR,GRD BUS,1/2 X 4 X 18 | 444.6 | EA | 0
EL25D6Q | Canada | CAD | ANCHOR,LENTON TERMINATOR, | 39.28 | EA | 0
B1142GVS | Canada | CAD | WELD,SECT,VS | 532.91 | EA | 0
47858005AEP | Canada | CAD | ROD,GROUND,5/8,CU PLATED, | 254.37 | EA | 0
RBHA6050F | Canada | CAD | BASIN,POURING,#11 HORIZ. | 713.05 | EA | 0
CAPCT1G1G | Canada | CAD | MOLD,CABLE, HORZ TAP PARA | 269.61 | EA | 0
A811C20F525 | Canada | CAD | STRIP,CU,20GA X 3 IN,525 | 8049.31 | EA | 0
XLTAC2C2G | Canada | CAD | MOLD,CABLE,HORZ TEE | 328.55 | EA | 0
SRGBD084 | Canada | CAD | GRID,SRG,10 X 84,26 GAGE | 4284.98 | EA | 0
PB60TA4Y3Q | Canada | CAD | MOLD,CABLE,HORZ TEE | 423.66 | EA | 0
XLB974B2 | Canada | CAD | TRAY,WELDING,ASSY | 213.98 | EA | 0
TAC2C9D | Canada | CAD | MOLD,CABLE,HORZ TEE | 276.78 | EA | 0
PCT1L1H | Canada | CAD | MOLD,CABLE, HORZ TAP PARA | 269.61 | EA | 0
RBT11101 | Canada | CAD | SPLICE,KIT,#11 CADWELD T- | 281.73 | EA | 0
ZCCSS18 | Canada | CAD | MOLD,CABLE,NO BUILD-UP | 276.78 | EA | 0
A927K098 | Canada | CAD | SCREW,CAP,SOCKET HEAD,#10 | 3.07 | EA | 0
RCE562QM | Canada | CAD | MOLD,CABLE TO REBAR,VERT | 775.14 | EA | 0
XLSSC2C | Canada | CAD | MOLD,CABLE,HORZ SPLICE | 328.55 | EA | 0
EL16A2Q | Canada | CAD | COUPLER,LENTON STANDARD, | 27.06 | EA | 0
UTB30SP | Canada | CAD | PROTECTOR,SURGE,UTB,1PAIR | 152.91 | EA | 0
534024L3M | Canada | CAD | FLEXIBAR,ADV,3X32X1MM,3M | 257.85 | EA | 0
534053RW16 | Canada | CAD | FLEXIBAR,ADV,10X80X1,RW | 429.65 | EA | 0
GRC331V | Canada | CAD | MOLD,CABLE TO GRD ROD,VER | 276.78 | EA | 0
MBNUPCJ82 | Canada | CAD | MESH BONDING NETWORK,UNIV | 59.96 | EA | 0
RBT4101 | Canada | CAD | SPLICE,KIT,#4 CADWELD T-S | 199.23 | EA | 0
LPA227F | Canada | CAD | POINT,AL,FLAT TIP,1/2 X | 38.56 | EA | 0
RBW73918H | Canada | CAD | INSTALLATION KIT,EQUIP,#1 | 2033.71 | EA | 0
534056RW29 | Canada | CAD | FLEXIBAR,ADV,6X100X1MM,RW | 645.92 | EA | 0
EGBA14424JJT | Canada | CAD | BAR,ASSY,GRD,BUS,1/4 X 4 | 429 | EA | 0
SBS3086R48WT | Canada | CAD | BOND,TEMPORARY SIGNAL,3/1 | 134.42 | EA | 0
A800A22C24 | Canada | CAD | CABLE,CU,BARE,4/0 CONC,19 | 17.68 | EA | 0
LJCCAJY5 | Canada | CAD | MOLD,CABLE TO BUS/LUG, | 276.78 | EA | 0
554423B | Canada | CAD | BRAID,SS,LUG,50MM2,BULK | 92.86 | EA | 0
508054 | Canada | CAD | BRAID,FLEXIBLE, | 2399.41 | EA | 0
534041 | Canada | CAD | FLEX ADV2MTC 8X50X1 | 728.05 | EA | 0
HDTAD3D3D | Canada | CAD | MOLD,CABLE,HORZ TEE | 586.79 | EA | 0
UTB110SPGM | Canada | CAD | PROTECTOR,SURGE,UTB REPLA | 175.88 | EA | 0
FLXPABB0023 | Canada | CAD | FLEXIBAR,ADV,8X80X1,ABB, | 793.395 | EA | 0
EL3625A2ES | Canada | CAD | COUPLER,LENTON,TRANSITION | 113.26 | EA | 0
XLYRF4P001LHS | Canada | CAD | MOLD,CABLE,HORZ Y 20 DEG | 783.12 | EA | 0
LPS46234 | Canada | CAD | JUMPER,SS,EYE LUG TO | 522.69 | EA | 0
VTC2QHQ | Canada | CAD | MOLD,CABLE TO VERT STL,HO | 276.78 | EA | 0
TAC1T3D | Canada | CAD | MOLD,CABLE,HORZ TEE | 276.78 | EA | 0
PBW32S15WSLHB | Canada | CAD | BOND,WEB,STUB END W/SLV 4 | 65.09 | EA | 0
HDTAC2G2C | Canada | CAD | MOLD,CABLE,HORZ TEE | 276.78 | EA | 0
SCB10003APLUS | Canada | CAD | WELD METAL,F80 PLUS, | 118.59 | EA | 0
RTC53Y3 | Canada | CAD | MOLD,CABLE TO REBAR,HORZ | 276.78 | EA | 0
ERICORE107U | Canada | CAD | DOWNCONDUCTOR,LIGHTNING | 17716.91 | EA | 0
PQD2772PA | Canada | CAD | TDS1502BR277A | 690.9 | EA | 0
534034GE18 | Canada | CAD | FLEXIBAR,ADV,6X40X1MM,GE, | 260.3 | EA | 0
LAC8G001 | Canada | CAD | MOLD,CABLE TO BUS/LUG,HOR | 276.78 | EA | 0
TAC2G3D | Canada | CAD | MOLD,CABLE,HORZ TEE | 276.78 | EA | 0
545706 | Canada | CAD | OIL,HYDRAULIC,0.946 LITER | 44.51 | EA | 0
EGBA14830CC | Canada | CAD | BAR,GRD BUS,1/4 X 8 X 30 | 709.8 | EA | 0
RCPY2M | Canada | CAD | MOLD,CABLE TO REBAR,VERT | 304.2 | EA | 0
GFC169E | Canada | CAD | MOLD,CABLE TO GRD ROD,HOR | 276.78 | EA | 0
SBTBB3348 | Canada | CAD | BOND,BOOTLEG,3/16 & 3/4 T | 20.72 | EA | 0
PQDM3333S120 | Canada | CAD | PQDM-12-1P-120V, FSPM3333 | 5874.56 | EA | 0
LPA5964 | Canada | CAD | CLAMP,PIPE,U-BOLT | 72.48 | EA | 0
TDS150M277 | Canada | CAD | MODULE, TD, 277V, 50KA | 157.07 | EA | 0
SPDM100480D | Canada | CAD | PQI, TDX100M480D | 3590.86 | EA | 0
TSGB16R1 | Canada | CAD | BRACKET,SCREW,GUN TELESCO | 5.59 | EA | 0
FLXPABB0028 | Canada | CAD | FLEXIBAR,ADV,4X80X1MM,ABB | 349.13 | EA | 0
PBS17F | Canada | CAD | SLEEVE,FLARED,.344ID X 1, | 195.07 | EA | 0
HAA1T | Canada | CAD | MOLD,CABLE TO HORZ STL,HO | 168.64 | EA | 0
551260 | Canada | CAD | PROTEC.SCR. 1000X250X3MM | 23.83 | EA | 0
PB45PLUSF80BLK | Canada | CAD | BULK PLUS F80 MATERIAL | 19.9 | EA | 0
TACT1 | Canada | CAD | MOLD,CABLE,HORZ TEE | 276.78 | EA | 0
B545A22 | Canada | CAD | BRACKET,MOUNTING,1/8X1,W/ | 7.84 | EA | 0
B540A38634A | Canada | CAD | COVER, BUSBAR,PLEXIGLAS | 155.06 | EA | 0
TAC3Q3QL | Canada | CAD | MOLD,CABLE,HORZ TEE | 276.78 | EA | 0
ERICORE073U | Canada | CAD | DOWNCONDUCTOR,LIGHTNING, | 12087.26 | EA | 0
LPC124CTO | Canada | CAD | CABLE,CU,SMOOTH WEAVE,40 | 9.66 | EA | 0
SBTBBU4AB | Canada | CAD | BOND,BOOTLEG,4 LONG,W/COU | 7.55 | EA | 0
RBW346767 | Canada | CAD | FRAME,CRUCIBLE,7 IN | 781.08 | EA | 0
CWP2JH34 | Canada | CAD | CLAMP,PIPE,3/4CONDUIT,BRZ | 49.35 | EA | 0
VST1L | Canada | CAD | MOLD,CABLE TO VERT STL,45 | 269.61 | EA | 0
550770 | Canada | CAD | BUSBAR,DETAIL,5X12X2000MM | 142.83 | EA | 0
PHR2L2Q | Canada | CAD | MOLD,CABLE, VERT THRU PAR | 376.08 | EA | 0
PCC2C1K | Canada | CAD | MOLD,CABLE, HORZ TAP PARA | 276.78 | EA | 0
A930U006 | Canada | CAD | EARING,NEEDLE,PULLEY DRIV | 11.51 | EA | 0
GBJGR332GR1 | Canada | CAD | MOLD,GRD,ROD TO ROD/RECEP | 1147.17 | EA | 0
LPA508 | Canada | CAD | CLIP ASSY,SECONDARY CABLE | 10.23 | EA | 0
VNC2CRH2 | Canada | CAD | MOLD,CABLE TO VERT STL,HO | 276.78 | EA | 0
GTC338D | Canada | CAD | MOLD,CABLE TO GRD ROD,VER | 276.78 | EA | 0
GYE188B | Canada | CAD | MOLD,CABLE TO GRD ROD,VER | 775.14 | EA | 0
EGBB14206NN | Canada | CAD | BAR,GRD BUS,1/4 X 2 X 06 | 72.8 | EA | 0
534059ABB06 | Canada | CAD | FLEXIBAR,ADV,12X100X1,ABB | 650.18 | EA | 0
548629 | Canada | CAD | INSULATOR,BUSBAR,ISO TP | 20.14 | EA | 0
GTC152V | Canada | CAD | MOLD,CABLE TO GRD ROD,VER | 276.78 | EA | 0
ZZGPREB | Canada | CAD | ERICO GNDG REBATE | 139749.99 | EA | 0
GYE181T | Canada | CAD | MOLD,CABLE TO GRD ROD,VER | 775.14 | EA | 0
SBA160128 | Canada | CAD | CLIP ASSY,RAIL,A=10.00, | 48.17 | EA | 0
B144C | Canada | CAD | PACKING,PREFAB,.25 X 3 X | 3.72 | EA | 0
S90-04-09 | Canada | CAD | SGD112MA | 222.25 | EA | 0
CAGFP14C1V | Canada | CAD | MOLD,CABLE TO GRD ROD,HOR | 313 | EA | 0
LED3QEH | Canada | CAD | MOLD,CABLE TO BUS/LUG,HOR | 355.96 | EA | 0
EL57TS5 | Canada | CAD | COUPLER,LENTON,STRAIGHT | 174.01 | EA | 0
WTBLC250 | Canada | CAD | WIND TURBINE BLADE | 34.83 | EA | 0
LPC808L | Canada | CAD | STRAP,CABLE,CU,1 IN PIPE | 22.45 | EA | 0
LPC305L38 | Canada | CAD | BASE,CU,HORZ/VERT MOUNT, | 95.65 | EA | 0
LPC242LST | Canada | CAD | POINT,CU,BLUNT,5/8IN X | 72.14 | EA | 0
EL36SASA3000 | Canada | CAD | COUPLER,LENTON,SASA,DBL | 260.93 | EA | 0
EL57T43TP9 | Canada | CAD | COUPLER,LENTON POSITION,# | 290.59 | EA | 0
PTC3D1V | Canada | CAD | MOLD,CABLE,HORZ THRU PARA | 276.78 | EA | 0
MBE02 | Canada | CAD | MOLD,BLANK,90115 E PRICE | 775.14 | EA | 0
SI60I316 | Canada | CAD | INTERCEPTOR,ESE, DELTA 60 | 4128.15 | EA | 0
A251 | Canada | CAD | CLIP,RAIL BOND,2-3/8 PARA | 7.96 | EA | 0
RJC512C | Canada | CAD | MOLD,CABLE TO REBAR,VERT | 276.78 | EA | 0
SBTBCU412W2 | Canada | CAD | BOND KIT,BOOTLEG,3/16 X12 | 19.16 | EA | 0
PBCT8Y5AX | Canada | CAD | FRAME FOR PBCY5AM MOLD | 199.84 | EA | 0
VSC3HV4 | Canada | CAD | MOLD,CABLE TO HORZ STL, | 276.78 | EA | 0
CAFCA1V4 | Canada | CAD | MOLD,CABLE,TO HORZ C.I.PI | 168.64 | EA | 0
LPC756 | Canada | CAD | COPPER GROUND PLATE,24 X | 351.83 | EA | 0
PB150PLUSF80 | Canada | CAD | CADWELD PLUS,#150,F80 | 23.34 | EA | 0
HAA1H6 | Canada | CAD | MOLD,CABLE TO HORZ STL,HO | 168.64 | EA | 0
SBC105R | Canada | CAD | CLAMP,QUICK GRIP ADJ CLAM | 471.42 | EA | 0
PTC2Q3A | Canada | CAD | MOLD,CABLE,HORZ THRU PARA | 276.78 | EA | 0
CWP2JSH | Canada | CAD | CLAMP,1-1/4-2IN PIPE,BRZ, | 30.56 | EA | 0
LPC62458 | Canada | CAD | ADAPTER,CU,THRU-ROOF, | 101.97 | EA | 0
TAC2S1L | Canada | CAD | MOLD,CABLE,HORZ TEE | 276.78 | EA | 0
B364N2 | Canada | CAD | GUARD,GRINDER COVER PLATE | 30.26 | EA | 0
EGBA14412KK | Canada | CAD | BUSBAR,GRD,CU,1/4X4X12IN, | 195 | EA | 0
B861E1 | Canada | CAD | CLAMP,BRACKET,HEAD OF RAI | 14.16 | EA | 0
GTC182Q | Canada | CAD | MOLD,CABLE TO GRD ROD,VER | 276.78 | EA | 0
HDTAC2Q3AW | Canada | CAD | MOLD,CABLE,HORZ TEE | 355.41 | EA | 0
EGBA14612BF | Canada | CAD | BAR,GRD BUS,1/4 X 6 X 12 | 280.8 | EA | 0
PBAT12S7 | Canada | CAD | BOND,ARC WELD JOINT,AT1 4 | 51.16 | EA | 0
HDPTC2G9FW | Canada | CAD | MOLD,CABLE,HORZ THRU PARA | 329.2 | EA | 0
PBW32J120RHB | Canada | CAD | BOND,WEB,STUB END,2/0 RLY | 80.07 | EA | 0
A239FC2S242Q4LH | Canada | CAD | CLAMP,FENCE,4/0 FLEX,4/0 | 593.92 | EA | 0
534042ABB03 | Canada | CAD | FLEXIBAR,ADV,10X50X1,ABB | 307.83 | EA | 0
534026PDI42 | Canada | CAD | FLEXIBAR,ADV,5X32X1MM,PDI | 130.01 | EA | 0
EGBA14418FFT | Canada | CAD | BAR,ASSY,GRD,BUS,1/4 X 4. | 327.6 | EA | 0
534409LAM03 | Canada | CAD | BRAID,SHUNT,INSUL,IBSB AD | 25.01 | EA | 0
EGBD14336CC2QK | Canada | CAD | BUSBAR,GRD,CU,1/4X3X36,CC | 590.2 | EA | 0
EL43TSASA1200 | Canada | CAD | COUPLER,LENTON,SASA,DBL | 199.56 | EA | 0
EL32D14SS | Canada | CAD | ANCHOR,LENTON TERMINATOR, | 542.86 | EA | 0
RHC522G | Canada | CAD | MOLD,CABLE TO REBAR,HORZ | 276.78 | EA | 0
ECLC250S12 | Canada | CAD | LUG,COMPRESSION,CU,SHORT | 15.91 | EA | 0
EHL34C1V | Canada | CAD | CONNECTOR,COMPRESSION,CU, | 39.49 | EA | 0
EL57T43TA2MG | Canada | CAD | COUPLER,LENTON STANDARD,# | 254.11 | EA | 0
EL25D14SS | Canada | CAD | ANCHOR,LENTON TERMINATOR, | 217.09 | EA | 0
115F80HQ | Canada | CAD | WELD METAL,CADWELD,F80,HQ | 28.29 | EA | 0
XBQ2Q9E | Canada | CAD | MOLD,CABLE,HORZ X LAPPED | 528.45 | EA | 0
T394 | Canada | CAD | BRUSH,TOOL,9-3/4 IN | 19.18 | EA | 0
GTC189F001 | Canada | CAD | MOLD,CABLE TO GRD ROD,VER | 276.78 | EA | 0
SBA140WT | Canada | CAD | HANDLE,TEE,TEMPORARY BOND | 187.86 | EA | 0
PQC200120/240 | Canada | CAD | PROTECTOR,SURGE,PQC200,12 | 4890.08 | EA | 0
551250 | Canada | CAD | INSULATI SUPPORT BS400A | 42.89 | EA | 0
PTC2Q1K | Canada | CAD | MOLD,CABLE, HORZ THRU PAR | 276.78 | EA | 0
TMGBA12L15PT | Canada | CAD | BAR ASSY,GRD BUS,1/4X4X12 | 226.2 | EA | 0
569051 | Canada | CAD | UD400212CU | 66.37 | EA | 0
PB10LA3NEG | Canada | CAD | MOLD,CABLE TO BUS/LUG,HOR | 199.84 | EA | 0
LPP93058 | Canada | CAD | BALL,PLASTIC,ORNAMENT,WHT | 43.93 | EA | 0
ELIPG40200 | Canada | CAD | LENTON,ISO PLUG GAGE | 596.39 | EA | 0
NDR141L | Canada | CAD | MOLD,CABLE TO GRD ROD,HOR | 376.08 | EA | 0
GYP18009M | Canada | CAD | MOLD,CABLE TO GRD ROD,VER | 205.88 | EA | 0
GR1162C | Canada | CAD | ONE-SHOT,CABLE TO GRD ROD | 31.69 | EA | 0
534504 | Canada | CAD | IBS ADV 25-630-8-10 | 23.39 | EA | 0
UBOLT | Canada | CAD | BOLT,KIT,U-BOLT SET(2PCS) | 217.23 | EA | 0
PTC9F1K | Canada | CAD | MOLD,CABLE,HORZ THRU | 276.78 | EA | 0
LJCPALY7 | Canada | CAD | MOLD,CABLE TO BUS/LUG, | 276.78 | EA | 0
HAA9A7C | Canada | CAD | MOLD,CABLE TO HORZ STL,HO | 168.64 | EA | 0
EL22D6N | Canada | CAD | ANCHOR,LENTON TERMINATOR, | 11.46 | EA | 0
HDC34 | Canada | CAD | CLAMP,GRD ROD,STL BRZ,HEA | 10.01 | EA | 0
FRP2MWHITE | Canada | CAD | INSULATED 2M MAST WHITE | 873.74 | EA | 0
PQCF160-120/208 | Canada | CAD | SES160F208Y | 2602.52 | EA | 0
LPCC5810NC4 | Canada | CAD | COPPERCLAD AIR TERMINAL 5 | 211.11 | EA | 0
534502 | Canada | CAD | IBS ADV 25-430-8-10 | 17.34 | EA | 0
LPC203B | Canada | CAD | POINT,CU,BARE,3/8IN X | 28.89 | EA | 0
S429F4N24 | Canada | CAD | SLEEVE,CU,FLARED,750 RLAY | 11.78 | EA | 0
SSCA8 | Canada | CAD | MOLD,CABLE,HORZ SPLICE | 276.78 | EA | 0
TACY9Y0 | Canada | CAD | MOLD,CABLE,HORZ TEE | 276.78 | EA | 0
RJE561T | Canada | CAD | MOLD,CABLE TO REBAR,VERT | 775.14 | EA | 0
NDR162Q | Canada | CAD | MOLD,CABLE TO GRD ROD,HOR | 376.08 | EA | 0
PB13NC182Q1V | Canada | CAD | MOLD,CABLE TO GRD ROD,HOR | 271.52 | EA | 0
HAA1V1 | Canada | CAD | MOLD,CABLE TO HORZ STL,HO | 168.64 | EA | 0
534034GE39 | Canada | CAD | FLEXIBAR,ADV,6X40X1MM,GE, | 411.33 | EA | 0
SGD11002SNE | Canada | CAD | DIVERTER,SURGE,SPARKGAP,1 | 502.85 | EA | 0
EGBF14448CC | Canada | CAD | BUSBAR,GRD,CU,1/4X4X48,CC | 928.2 | EA | 0
PB10SS3S4T | Canada | CAD | MOLD,CABLE,HORZ SPLICE | 199.84 | EA | 0
SBS898M | Canada | CAD | MOLD,BOND,5/16 TAB,T6 | 119.33 | EA | 0
CAHAA1HA | Canada | CAD | MOLD/FRAME,CABLE TO HORZ | 168.64 | EA | 0
PBB585A | Canada | CAD | CLAMP,SHUNT,85# COMPOSITE | 265.58 | EA | 0
505657 | Canada | CAD | BUSBAR,SPECIAL,C11000 CU, | 64.26 | EA | 0
ERICORE100T | Canada | CAD | DOWNCONDUCTOR,LIGHTNING, | 18148.43 | EA | 0
EBK006 | Canada | CAD | MOLD,BUS BAR,HORZ X LAPPE | 1255.97 | EA | 0
LPC331L | Canada | CAD | BASE,CU,STRAP,PIPE MOUNT, | 111.32 | EA | 0
GLCCE1V | Canada | CAD | MOLD,CABLE TO LUG,HORZ SP | 276.78 | EA | 0
545960 | Canada | CAD | PUNCH,BOLT,17/32IN,7/16 | 183 | EA | 0
T403 | Canada | CAD | MOLD,SEALER,CADWELD,2 LB | 60.65 | EA | 0
PTC3Q2G | Canada | CAD | MOLD,CABLE, HORZ THRU PAR | 276.78 | EA | 0
M2983 | Canada | CAD | CLAMP,SHUNT,RAIL HEAD,TEM | 138.41 | EA | 0
LPC46740X2 | Canada | CAD | CONNECTION,CU,EMBEDDED | 438.2 | EA | 0
RBW65518A | Canada | CAD | SLEEVE,CADWELD,LOW SLIP # | 304.79 | EA | 0
EL25D6SA1800 | Canada | CAD | COUPLER,LENTON,SA HEAD, | 197.16 | EA | 0
RBF80 | Canada | CAD | MATERIAL,FILLER,REBAR FER | 50.2 | EA | 0
VSC2GV10 | Canada | CAD | MOLD,CABLE TO VERT STL,45 | 276.78 | EA | 0
557610 | Canada | CAD | BRAID,CU,TINNED,.15MM DIA | 6.23 | MR | 0
PBB103JH002 | Canada | CAD | LUG,CU,1/2 X 2 W/1-11/16 | 22.53 | EA | 0
545801 | Canada | CAD | DIE,TOOL,6,5MM | 194.51 | EA | 0
VFF3QV10 | Canada | CAD | MOLD,CABLE TO VERT STL,VE | 659.46 | EA | 0
GTC132Q | Canada | CAD | MOLD,CABLE TO GRD ROD,VER | 276.78 | EA | 0
EGBF14416LLT | Canada | CAD | BUSBAR,GRD,CU,1/4X4X16,LL | 371.8 | EA | 0
LPC559TLP | Canada | CAD | CLAMP,CAST,BONDING,TOP,TI | 10.34 | EA | 0
534034ARZ04 | Canada | CAD | FLEXIBAR,ADV,6X40X1MM,ARZ | 441.34 | EA | 0
MBG02CCL | Canada | CAD | MOLD,BLANK,2 1/2 X 3 X 7 | 186.32 | EA | 0
548530 | Canada | CAD | INSULATOR,BUSBAR,ISO TP | 4.81 | EA | 0
LPC207 | Canada | CAD | POINT,CU,3/8IN X 36IN | 202.2 | EA | 0
ELBEG43AHTCA | Canada | CAD | LENTON,BAR END GAGE,43MM, | 469.4 | EA | 0
S429F2W16 | Canada | CAD | SLEEVE,CU,FLARED,250 RLAY | 4.81 | EA | 0
A930U008 | Canada | CAD | BEARING,BALL,20MM SHAFT,S | 95.77 | EA | 0
ER3BASESS | Canada | CAD | BASE,MAST,WELDMENT WITH H | 637.74 | EA | 0
VVC1VV3 | Canada | CAD | MOLD,CABLE TO VERT STL,VE | 276.78 | EA | 0
EGBA14318DD | Canada | CAD | BAR,ASSY,GRD,BUS,1/4 X 3 | 234 | EA | 0
B2125DE24 | Canada | CAD | LUG,BOND,3/16 X 1 LUG 1 | 165.72 | EA | 0
75000F80ETN | Canada | CAD | WELD METAL,CADWELD,F80 | 2915.25 | EA | 0
PBB103EG45002 | Canada | CAD | LUG,2 HOLE ANGLED,LA,CU | 195.07 | EA | 0
HDVBC2Q | Canada | CAD | MOLD,CABLE TO VERT STL,VE | 276.78 | EA | 0
557970 | Canada | CAD | RAIL,DIN,SUPPORT,IRS 5 AN | 2.13 | EA | 0
LPC136CTO | Canada | CAD | CABLE,CU,CONCENTRIC,37 | 16.61 | EA | 0
LPC30412 | Canada | CAD | PLATE,STAMPED,AIR TERMINA | 52.77 | EA | 0
TAC3Q9E | Canada | CAD | MOLD,CABLE,HORZ TEE | 276.78 | EA | 0
RJC53Y4 | Canada | CAD | MOLD,CABLE TO REBAR,VERT | 276.78 | EA | 0
S1V24 | Canada | CAD | MOLD,HV CABLE SPLICE,HORZ | 678.55 | EA | 0
VVR2V | Canada | CAD | MOLD,CABLE TO VERT STL,VE | 376.08 | EA | 0
BACPAM | Canada | CAD | MOLD,BUS BAR,HORZ SPLICE | 276.78 | EA | 0
534036L3M | Canada | CAD | FLEXIBAR,ADV,10X40X1MM,3M | 914.45 | EA | 0
TAC3H3D | Canada | CAD | MOLD,CABLE,HORZ TEE | 276.78 | EA | 0
GFC16Y5 | Canada | CAD | MOLD,CABLE TO GRD ROD,HOR | 276.78 | EA | 0
LJC1L002 | Canada | CAD | MOLD,CABLE TO BUS/LUG,HOR | 276.78 | EA | 0
XL32 | Canada | CAD | WELD METAL,ALLOY,F20,EXOL | 73.28 | EA | 0
PCC2Q1T | Canada | CAD | MOLD,CABLE, HORZ TAP PARA | 276.78 | EA | 0
PB41HA1L162C | Canada | CAD | MOLD,CABLE TO HORZ STL,HO | 130.59 | EA | 0
561730 | Canada | CAD | METAL SPACER M5 X 60 | 2 | EA | 0
SSCP173 | Canada | CAD | MOLD,CABLE,HORZ SPLICE | 276.78 | EA | 0
CAVHT1K6 | Canada | CAD | MOLD,CABLE TO VERT CAST I | 269.61 | EA | 0
EL3225P9 | Canada | CAD | COUPLER,LENTON POSITION,# | 150.34 | EA | 0
LPC517L | Canada | CAD | SPLICE,CU,CAST,CABLE,UNIV | 49.27 | EA | 0
505655 | Canada | CAD | BUSBAR,SPECIAL,C11000 CU, | 139.57 | EA | 0
SBPAJB24 | Canada | CAD | BOND,PLUG,S5 24 LONG | 9.2 | EA | 0
TAC9Q9Q | Canada | CAD | MOLD,CABLE,HORZ TEE | 276.78 | EA | 0
285112 | Canada | CAD | KIT,FLEXIBAR,ADV,EATON | 218.36 | EA | 0
CAVTP1L | Canada | CAD | MOLD,CABLE TO VERT STL,HO | 304.14 | EA | 0
LU57TPT15D | Canada | CAD | LENTON ULTIMATE,POSITION, | 219.49 | EA | 0
HDVBC2C | Canada | CAD | MOLD,CABLE TO VERT STL,HO | 276.78 | EA | 0
FLXPABB0082 | Canada | CAD | FLEXIBAR,ADV,8X80X1MM,ABB | 734.62 | EA | 0
B323M1A | Canada | CAD | FRAME,BRACKET | 26.13 | EA | 0
GDR149A | Canada | CAD | MOLD,CABLE TO GRD ROD,VER | 376.08 | EA | 0
LPEEH2Q | Canada | CAD | MOLD,CABLE TO BUS,VERT TE | 775.14 | EA | 0
534034GE20 | Canada | CAD | FLEXIBAR,ADV,6X40X1MM,GE, | 304.42 | EA | 0
VFC1VV2.50 | Canada | CAD | MOLD,CABLE TO VERT STL | 276.78 | EA | 0
RRA541E | Canada | CAD | MOLD,CABLE TO REBAR,HORZ | 168.64 | EA | 0
534026SE14 | Canada | CAD | FLEXIBAR,ADV,5X32X1MM,SE, | 266.19 | EA | 0
RBT51012A | Canada | CAD | SLEEVE,CADWELD,#5 -2 T- | 88.1 | EA | 0
SKID39X47 | Canada | CAD | PALLET, SHIPPING | 85.12 | EA | 0
EGBA14206NN | Canada | CAD | BAR,ASSY,GRD,BUS,1/4 X 2 | 78 | EA | 0
GRC159B | Canada | CAD | MOLD,CABLE TO GRD ROD,VER | 276.78 | EA | 0
LAC16PAM | Canada | CAD | MOLD,CABLE TO BUS/LUG,HOR | 276.78 | EA | 0
SGT240M | Canada | CAD | SPARK GAP TYPE 2 MODULE, | 147.47 | EA | 0
A203 | Canada | CAD | CLIP,RAIL,5/16 DIA PARALL | 7.77 | EA | 0
EGBA14412JE | Canada | CAD | BAR ASSY,GRD BUS,1/4X4X12 | 195 | EA | 0
HDSSC2L | Canada | CAD | MOLD,CABLE,HORZ SPLICE | 276.78 | EA | 0
RAC2C | Canada | CAD | MOLD,GRD ROD TO RECEPTACL | 276.78 | EA | 0
534001LAM15 | Canada | CAD | FLEXIBAR,ADV,3X9X0.8,LAM | 135.07 | EA | 0
120982 | Canada | CAD | BATTING SET,BGO-2X100X275 | 84.94 | EA | 0
TAC2Q1H | Canada | CAD | MOLD,CABLE,HORZ TEE | 276.78 | EA | 0
PB13ST2Q171CRRH | Canada | CAD | MOLD,CABLE TO RAIL, HORZ | 271.52 | EA | 0
PQDS1000S277 | Canada | CAD | PQDS-1-1P-277V, | 905.87 | EA | 0
SSC4L2Q | Canada | CAD | MOLD,CABLE,HORZ SPLICE | 276.78 | EA | 0
SX40SSW2001 | Canada | CAD | MOLD,CABLE,HORZ SPLICE | 1255.97 | EA | 0
613403PPL01 | Canada | CAD | ROD,GRD,3/4,CU PLATED, | 427.49 | EA | 0
PTC2Q2VW | Canada | CAD | MOLD,CABLE,HORZ THRU PARA | 329.2 | EA | 0
VVR2QV2.50 | Canada | CAD | MOLD,CABLE TO VERT STL,VE | 376.08 | EA | 0
534034PHM07 | Canada | CAD | FLEXIBAR,ADV,6X40X1MM,PHM | 217.31 | EA | 0
EL22P9Q | Canada | CAD | COUPLER,LENTON,POSITION, | 134.74 | EA | 0
555526 | Canada | CAD | BRAID,CU,TINNED,CUSTOM, | 32.3 | EA | 0
550210 | Canada | CAD | BUSBAR,5 MM,THD,M6,15X5 | 124.09 | EA | 0
HDPTC2G2GW | Canada | CAD | MOLD,CABLE, HORZ THRU PAR | 329.2 | EA | 0
FLXPKOM0011 | Canada | CAD | FLEXIBAR,ADV,3X40X1MM,KOM | 326.406 | EA | 0
BMCCAJEAL | Canada | CAD | MOLD,BUS BAR,HORZ TEE BAR | 276.78 | EA | 0
TWR12GA3 | Canada | CAD | MOLD,BUS BAR,HORZ BUTTON | 376.08 | EA | 0
LPC664A24 | Canada | CAD | CONNECTION,THRU,ROOF,W/PV | 246.42 | EA | 0
B295X51Z69 | Canada | CAD | LABEL,ADHESIVE,TYPE 2 | 111.84 | EA | 0
LECY6FAL | Canada | CAD | MOLD,CABLE TO BUS/LUG,HOR | 276.78 | EA | 0
VBC2VW | Canada | CAD | MOLD,CABLE TO VERT STL,VE | 302.99 | EA | 0
RBW346545 | Canada | CAD | FRAME,CRUCIBLE,5 IN | 670.34 | EA | 0
K170 | Canada | CAD | PACKAGE, | 901.93 | EA | 0
PTC1H1H | Canada | CAD | MOLD,CABLE, HORZ THRU PAR | 276.78 | EA | 0
LPC29638 | Canada | CAD | TERMINAL,AIR,EXTENSION,PA | 87.8 | EA | 0
SB10PC1H1H | Canada | CAD | MOLD,CABLE,HORZ TAP PARAL | 181.4 | EA | 0
SST1V | Canada | CAD | MOLD,CABLE,HORZ SPLICE | 269.61 | EA | 0
534016VSE01 | Canada | CAD | FLEXIBAR,ADV,2X24X1,VSE, | 206.54 | EA | 0
LPC482SH | Canada | CAD | FASTENER,CU,BARE 2-BOLT | 88.95 | EA | 0
ELBEG57AHTCA | Canada | CAD | LENTON,BAR END GAGE,57MM, | 616.19 | EA | 0
XBP1D1D | Canada | CAD | MOLD,CABLE,HORZ X LAPPED | 304.14 | EA | 0
VFC1LV3 | Canada | CAD | MOLD,CABLE TO VERT STL, | 276.78 | EA | 0
534018RTH04 | Canada | CAD | FLEXIBAR,ADV,4X24X1,RTH | 61.8 | EA | 0
PBAT12J8 | Canada | CAD | BOND,ARC WELD JOINT,AT1 2 | 48.74 | EA | 0
LPC32158MPT | Canada | CAD | BASE,CU,STRAIGHT,5/8POINT | 25.52 | EA | 0
PGT08CS | Canada | CAD | MOLD,CABLE, HORZ THRU PAR | 269.61 | EA | 0
VFR2QV21C | Canada | CAD | MOLD,CABLE TO VERT STL, | 376.08 | EA | 0
A927F067 | Canada | CAD | BOLT,HEX HEAD,1/2-13 X 2 | 8.42 | EA | 0
SBXSJ3332 | Canada | CAD | BOND,JUMPER,3/16 & 3/4 XS | 17.76 | EA | 0
HAA1A | Canada | CAD | MOLD,CABLE TO HORZ STL,HO | 168.64 | EA | 0
GTC18S5 | Canada | CAD | MOLD,CABLE TO GRD ROD,VER | 276.78 | EA | 0
TACT4T2 | Canada | CAD | MOLD,CABLE,HORZ TEE | 276.78 | EA | 0
815865 | Canada | CAD | GROUND ROD,GALV,POINTED | 38.38 | EA | 0
TCR3Q1V | Canada | CAD | MOLD,CABLE,VERT TEE,HORZ | 376.08 | EA | 0
RBVB16575M | Canada | CAD | BASIN,POURING,#18 VERTICA | 851.53 | EA | 0
EGBA14430LL | Canada | CAD | BAR,GRD BUS,1/4 X 4 X 30 | 452.4 | EA | 0
TAC4Y2Q | Canada | CAD | MOLD,CABLE,HORZ TEE | 276.78 | EA | 0
534040SAF01 | Canada | CAD | FLEXIBAR,ADV,6X50X1MM,SAF | 374.96 | EA | 0
SBPMJ310 | Canada | CAD | BOND,MULTI-PURPOSE PLUG,S | 11.92 | EA | 0
RBTSA9040E | Canada | CAD | BASIN,POURING,#10 HOR TOP | 685.41 | EA | 0
LPA502 | Canada | CAD | SPLICE,CABLE,STAMPED ASSE | 9.07 | EA | 0
CAHEA1G8 | Canada | CAD | MOLD,CABLE,TO HORZ CAST I | 168.64 | EA | 0
TDX100S240D | Canada | CAD | PROTECTOR,SURGE,TDX100S,3 | 2231.18 | EA | 0
VFC1T | Canada | CAD | MOLD,CABLE TO VERT STL,VE | 276.78 | EA | 0
EL3225A2ES | Canada | CAD | COUPLER,LENTON,TRANSITION | 91.21 | EA | 0
PBCY3AM | Canada | CAD | MOLD,RAIL,PAIR,CBX3 | 199.84 | EA | 0
549532 | Canada | CAD | KIT CABS IMPERIAL BRKT BV | 31.22 | EA | 0
ACL160 | Canada | CAD | FRAME,ASSY,EZ CHANGE HAND | 195.07 | EA | 0
RBWS2068F | Canada | CAD | BASIN,POURING,#11 SPECIAL | 618.9 | EA | 0
561168 | Canada | CAD | POWER BLOCK SB 630AL | 105.05 | EA | 0
XAD9G3Q | Canada | CAD | MOLD,CABLE,HORZ X SAME PL | 586.79 | EA | 0
EGBA38630LL | Canada | CAD | BUSBAR,GRD,CU,3/8X6X30,LL | 826.8 | EA | 0
GTCP250Y8 | Canada | CAD | MOLD,CABLE TO GRD ROD,VER | 276.78 | EA | 0
LPS660CTO | Canada | CAD | ROD,SS,THREADED,5/16 DIA, | 1.38 | EA | 0
631380GAL01 | Canada | CAD | ROD,GRD,1/2X8 CU BONDED | 49.73 | EA | 0
B399ES | Canada | CAD | FRAME,ASSY,2 IN MINI EZ W | 347.1 | EA | 0
RBM267150K | Canada | CAD | FITTING,CADWELD,#11/#18 E | 277.56 | EA | 0
811360 | Canada | CAD | GROUND ROD,GALV,POINTED, | 28.31 | EA | 0
GPECEAJ0241G024 | Canada | CAD | ELECTRODE,GRD PLATE,1/32 | 185.87 | EA | 0
569209 | Canada | CAD | DISTR. BLOCK UD2C9C1250AL | 130.38 | EA | 0
ELMP203 | Canada | CAD | SET,CHASER,1.25MM,PACKAGE | 163.16 | EA | 0
CAVHT1H | Canada | CAD | MOLD,CABLE TO VERT CAST I | 269.61 | EA | 0
PB72RX3S150BRH | Canada | CAD | MOLD,CABLE TO RAIL,HORZ T | 476.13 | EA | 0
TAC3H3H | Canada | CAD | MOLD,CABLE,HORZ TEE | 276.78 | EA | 0
VVR2QV3C | Canada | CAD | MOLD,CABLE TO VERT STL,VE | 376.08 | EA | 0
90F76 | Canada | CAD | WELD METAL,CADWELD,F76 | 25.79 | EA | 0
560600 | Canada | CAD | DISTANCE HOLDER 30M5 | 2.78 | EA | 0
519727 | Canada | CAD | BRAID,STAINLESS, | 17.63 | EA | 0
CAHAA2GB | Canada | CAD | MOLD,CABLE TO HORZ STL,HO | 168.64 | EA | 0
LPC55312 | Canada | CAD | BASE,STAMPED,AND CAP ASSE | 36.57 | EA | 0
615875 | Canada | CAD | ROD,GRD,5/8X7,CU BONDED, | 27.08 | EA | 0
BMCEALEAH | Canada | CAD | MOLD,BUS BAR,HORZ TEE BAR | 276.78 | EA | 0
LPC120250LES | Canada | CAD | CABLE,CU,SMOOTH WEAVE,NO | 5.76 | EA | 0
GYR161H | Canada | CAD | MOLD,CABLE TO GRD ROD,VER | 376.08 | EA | 0
BJDGGGGRH | Canada | CAD | MOLD,BUS BAR,HORZ TAP PAR | 586.79 | EA | 0
549260 | Canada | CAD | SUPPORT,BUSBAR,CABS,4/5 | 132.67 | EA | 0
ELFG50T | Canada | CAD | LENTON,BAR END GAGE,FIELD | 705.15 | EA | 0
PB63SC5A3S | Canada | CAD | MOLD,CABLE,HORZ SPLICE SI | 476.13 | EA | 0
EL25D6SA1200 | Canada | CAD | COUPLER,LENTON,SA HEAD, | 172 | EA | 0
563607 | Canada | CAD | BRAID,SHUNT,INSULATED, | 8.55 | EA | 0
GTC152C | Canada | CAD | MOLD,CABLE TO GRD ROD,VER | 276.78 | EA | 0
RAC2L | Canada | CAD | MOLD,GRD ROD TO RECEPTACL | 276.78 | EA | 0
LPC810 | Canada | CAD | HOLDER,CU,CABLE,FLAT, | 3.87 | EA | 0
XBM2G2GHQ | Canada | CAD | MOLD,CABLE,HORZ X LAPPED | 844.84 | EA | 0
TAC2Q9K | Canada | CAD | MOLD,CABLE,HORZ TEE | 276.78 | EA | 0
534053RW21 | Canada | CAD | FLEXIBAR,ADV,10X80X1,RW | 555.93 | EA | 0
534026AMX02 | Canada | CAD | FLEXIBAR,ADV,5X32X1,AMX | 144.73 | EA | 0
VFR9DV3 | Canada | CAD | MOLD,CABLE TO VERT STL,VE | 376.08 | EA | 0
ECRHE202Q4D | Canada | CAD | ELECTRODE ASSY,GRD,20LG H | 4205.81 | EA | 0
TAC1Q1Q | Canada | CAD | MOLD,CABLE,HORZ TEE | 276.78 | EA | 0
PTC2P1L | Canada | CAD | MOLD,CABLE,HORZ THRU PAR | 276.78 | EA | 0
EGBA14618CC | Canada | CAD | BAR,GRD BUS,1/4 X 6 X 18, | 374.4 | EA | 0
B140K | Canada | CAD | SHIM,CU,.013 X 1 1/2 IN X | 8.96 | EA | 0
TAC3Q2G | Canada | CAD | MOLD,CABLE,HORZ TEE | 276.78 | EA | 0
PTC1Q1Q | Canada | CAD | MOLD,CABLE, HORZ THRU PAR | 276.78 | EA | 0
GTP331L | Canada | CAD | MOLD,CABLE TO GRD ROD,VER | 304.14 | EA | 0
550610 | Canada | CAD | BUSBAR,CU,25X5X4000MM | 381.08 | EA | 0
568730 | Canada | CAD | CONNECTOR,FLEXIBAR,120MM | 20.88 | EA | 0
LJCPALY0 | Canada | CAD | MOLD,CABLE TO BUS/LUG,HOR | 276.78 | EA | 0
CSP1F90 | Canada | CAD | COAXIAL SURGE PROTECTOR, | 165.24 | EA | 0
GYE311V | Canada | CAD | MOLD,CABLE TO GRD ROD,VER | 775.14 | EA | 0
534120 | Canada | CAD | BUSBAR,FLEXIBLE,ADVANCED, | 359.2 | EA | 0
CSBCABDB102550 | Canada | CAD | CONCRETE DRILL BIT TYPE 1 | 31.32 | EA | 0
PTC3Q9G | Canada | CAD | MOLD,CABLE,HORZ THRU PARA | 276.78 | EA | 0
SSC2J2A | Canada | CAD | MOLD,CABLE,HORZ SPLICE | 276.78 | EA | 0
YRC1T1TLH | Canada | CAD | MOLD,CABLE,HORZ Y 45 DEG | 276.78 | EA | 0
XLRJC531V | Canada | CAD | MOLD,CABLE TO REBAR,VERT | 929.6 | EA | 0
PCT1H1H | Canada | CAD | MOLD,CABLE, HORZ TAP PARA | 269.61 | EA | 0
534047TSL01 | Canada | CAD | FLEXIBAR,ADV,8X63X1, TSL | 823.51 | EA | 0
613400HA01UL | Canada | CAD | ROD,GRD,3/4X10,CU CLAD,10 | 50.18 | EA | 0
SB25 | Canada | CAD | WELD METAL,CADWELD RAIL S | 3.63 | EA | 0
EL25CFFP | Canada | CAD | PROTECTOR,LENTON,PLASTIC | 1.19 | EA | 0
SBRTRR418 | Canada | CAD | TOOL,STRIP,0.75 X 0.175 | 151.63 | EA | 0
534026SE15 | Canada | CAD | FLEXIBAR,ADV,5X32X1MM,SE, | 91.12 | EA | 0
VVRSFH1.25HQ | Canada | CAD | MOLD,CABLE TO VERT STL,VE | 376.08 | EA | 0
ELHT903B32 | Canada | CAD | ROD,CONTROL,32MM | 224.05 | EA | 0
BMCFAKFAK | Canada | CAD | MOLD,BUS BAR,HORZ TEE BAR | 276.78 | EA | 0
ERICORE037T | Canada | CAD | DOWNCONDUCTOR,LIGHTNING, | 8643.02 | EA | 0
PBHVT20P060A1M | Canada | CAD | MOLD,STUD,TO WEB OF RAIL | 146.07 | EA | 0
PQDS1100B208 | Canada | CAD | PQDS-2-2P-208V, | 1343.46 | EA | 0
EGBA14636QQ | Canada | CAD | BUSBAR,GRD,CU,1/4X6X36,QQ | 748.8 | EA | 0
XAC3Q2Q | Canada | CAD | MOLD,CABLE,HORZ X SAME PL | 276.78 | EA | 0
RB45SC23075LHM | Canada | CAD | BASIN,POURING,#18 45 DEG | 1068.15 | EA | 0
T403TA | Canada | CAD | MOLD,SEALER,CADWELD,2 LB | 77.91 | EA | 0
554007 | Canada | CAD | JUMPER,CU,(1)PC 4/0CU ROP | 43.72 | EA | 0
SB10SS1H1G | Canada | CAD | MOLD,CABLE,HORZ SPLICE | 276.78 | EA | 0
GFC332Q | Canada | CAD | MOLD,CABLE TO GRD ROD,HOR | 276.78 | EA | 0
PBB13722 | Canada | CAD | SLEEVE,DRIVE,1 CU BOND RO | 265.04 | EA | 0
534034GE21 | Canada | CAD | FLEXIBAR,ADV,6X40X1MM,GE, | 285.66 | EA | 0
UTB110SPM | Canada | CAD | PROTECTOR,SURGE,UTB REPLA | 164.94 | EA | 0
PBB427A2B | Canada | CAD | BOND,IMPD SIDE LEAD,3-500 | 855.65 | EA | 0
EL12D16 | Canada | CAD | COUPLER,LENTON,TERMINATOR | 8.8 | EA | 0
EL32P13L | Canada | CAD | COUPLER,LENTON,P13L,32MM, | 188.33 | EA | 0
EGBA14406LL | Canada | CAD | BAR,GRD BUS,1/4 X 4 X 6 | 109.2 | EA | 0
E5A | Canada | CAD | LITERATURE,GROUNDING,ROOM | 9999.99 | EA | 0
EPT1450 | Canada | CAD | COUPLER,MACHINED,COPPER W | 52.42 | EA | 0
LAC9GEE | Canada | CAD | MOLD,CABLE TO BUS/LUG,HOR | 276.78 | EA | 0
B533E3Q36 | Canada | CAD | JUMPER,ASSY,500 CONC,2X36 | 434.71 | EA | 0
PTC1D2Q | Canada | CAD | MOLD,CABLE,HORZ THRU PARA | 276.78 | EA | 0
FLXPABB0026 | Canada | CAD | FLEXIBAR,ADV,4X80X1MM,ABB | 322.89 | EA | 0
559143 | Canada | CAD | TOOL,STRIPPING TOOLS MFST | 3957.43 | EA | 0
XLYRF2002RHS | Canada | CAD | MOLD,CABLE,HORZ Y 20 DEG | 783.12 | EA | 0
LPCC345NC4 | Canada | CAD | COPPERCLAD AIR TERMINAL 3 | 178.41 | EA | 0
LPC134CTO | Canada | CAD | CABLE,CU,CONCENTRIC,19 | 13.48 | EA | 0
SBTBJ3636B | Canada | CAD | BOND,JUMPER,3/16 & 1 1/2 | 13.87 | EA | 0
XBM9E9E | Canada | CAD | MOLD,CABLE,HORZ X LAPPED | 844.84 | EA | 0
FJ2G72 | Canada | CAD | JUMPER,SWAGED,2/0 CONC 72 | 154.69 | EA | 0
CAHCA1LB | Canada | CAD | MOLD,CABLE TO HORZ STL, | 168.64 | EA | 0
PBW11 | Canada | CAD | MOLD,RAIL,LUG HORZ TO WEB | 223.52 | EA | 0
RBT9101HSA | Canada | CAD | SLEEVE,CADWELD,#9 T-SERIE | 112.74 | EA | 0
556620SP01 | Canada | CAD | BRAID,1.5X15X100MM TIN CU | 2.83 | EA | 0
VACY4 | Canada | CAD | MOLD,CABLE TO VERT STL,HO | 276.78 | EA | 0
EL16A2MG | Canada | CAD | COUPLER,LENTON STANDARD, | 33.86 | EA | 0
HDPTC2Q9F | Canada | CAD | MOLD,CABLE, HORZ THRU PAR | 276.78 | EA | 0
TACY1Y4 | Canada | CAD | MOLD,CABLE,HORZ TEE | 276.78 | EA | 0
PB13ST1YRH | Canada | CAD | MOLD,CABLE TO RAIL,HORZ | 271.52 | EA | 0
GRT14A1G | Canada | CAD | MOLD,CABLE TO GRD ROD,VER | 269.61 | EA | 0
EL3628A2ES | Canada | CAD | COUPLER,LENTON STANDARD, | 110.14 | EA | 0
PTC3Q2C | Canada | CAD | MOLD,CABLE, HORZ THRU PAR | 276.78 | EA | 0
CAFCA1V20 | Canada | CAD | MOLD,CABLE,TO HORZ C.I.PI | 168.64 | EA | 0
534505 | Canada | CAD | IBS ADV 25-830-8-10 | 31.45 | EA | 0
RRH54Y7 | Canada | CAD | MOLD,CABLE TO REBAR,HORZ | 484.97 | EA | 0
VBC1TV3C | Canada | CAD | MOLD,CABLE TO VERT STL,VE | 276.78 | EA | 0
GRT181G | Canada | CAD | MOLD,CABLE TO GRD ROD,VER | 269.61 | EA | 0
GCC58F | Canada | CAD | GROUND ROD,COUPLING,GALV | 17.5 | EA | 25
SPDS100240D | Canada | CAD | PQI, TDX100S240D | 4036.29 | EA | 0
SES80P1202SC | Canada | CAD | PROTECTOR, SURGE, 120V, | 276.6 | EA | 0
PB10MJ001 | Canada | CAD | MOLD,STUD,TO STEEL PIPE | 199.84 | EA | 0
534014IR03 | Canada | CAD | FLEXIBAR,ADV,6X20X1MM,IR, | 242.48 | EA | 0
LQJEH4L | Canada | CAD | MOLD,CABLE TO BUS/LUG,VER | 1147.17 | EA | 0
SBTBTB4B | Canada | CAD | MOLD ASSY,BOND,3/16 & 3/4 | 115.97 | EA | 0
EDT248030R | Canada | CAD | ENHANCED TYPE 2, 480V, 30 | 372.27 | EA | 0
GRC16Y2 | Canada | CAD | MOLD,CABLE TO GRD ROD,VER | 276.78 | EA | 0
EGBA14230HH | Canada | CAD | BAR,GRD BUS,1/4 X 2 X 30, | 296.4 | EA | 0
SSC1T2Q | Canada | CAD | MOLD,CABLE,HORZ SPLICE | 276.78 | EA | 0
EWB2Q344 | Canada | CAD | BOND,ASSY,ROD/CABLE,WELDA | 122.41 | EA | 0
SS19SR | Canada | CAD | MOLD,HV CABLE SPLICE,HOR | 1118.33 | EA | 0
XLVSC2QW | Canada | CAD | MOLD,CABLE TO VERT STL,45 | 354.76 | EA | 0
XBZY6Y9 | Canada | CAD | MOLD,CABLE,HORZ X LAPPED | 793.75 | EA | 0
GR1161GF | Canada | CAD | ONE-SHOT,CABLE TO GRD ROD | 25.57 | EA | 0
SBGR1161VC | Canada | CAD | ONE-SHOT,1-2 SOL,2-3 STR, | 23.08 | EA | 0
EL36D6 | Canada | CAD | COUPLER,LENTON TERMINATOR | 26.68 | EA | 0
GNR161H | Canada | CAD | MOLD,CABLE TO GRD ROD,VER | 376.08 | EA | 0
TAC8C8C | Canada | CAD | MOLD,CABLE,HORZ TEE | 276.78 | EA | 0
4BRT20WSBP | Canada | CAD | RING,BRIDLE,1 1/4 DIA#14W | 16.49 | EA | 0
550160 | Canada | CAD | BUSBAR,10 MM,THD,M8,10X30 | 1350.38 | EA | 0
534010SE16 | Canada | CAD | FLEXIBAR,ADV,2X20X1,SE | 61.65 | EA | 0
PBB103EF001 | Canada | CAD | LUG,CU,1/4 X 1 1/4 W/(1) | 13.16 | EA | 0
CAB1331V | Canada | CAD | SLEEVE,CU,.240 ID X .302 | 0.62 | EA | 0
508003 | Canada | CAD | BRAID,FLEXIBLE, | 478.05 | EA | 0
EL36P9ES | Canada | CAD | COUPLER,LENTON POSITION,# | 154.31 | EA | 0
PQDM1111B120 | Canada | CAD | PQDM-4-2P-120/240V, FSPM1 | 5377.7 | EA | 0
RDC531V | Canada | CAD | MOLD,CABLE TO REBAR,HORZ | 276.78 | EA | 0
EPGC182120 | Canada | CAD | PERIMETER,GRD,STRAIGHT, | 392.67 | EA | 0
SSC2G2Q | Canada | CAD | MOLD,CABLE,HORZ SPLICE | 276.78 | EA | 0
GRP161T | Canada | CAD | MOLD,CABLE TO GRD ROD,VER | 304.2 | EA | 0
A928Q005 | Canada | CAD | NUT,THRD INSERT,NEO WELL- | 5.77 | EA | 0
534019LAM08 | Canada | CAD | FLEXIBAR,ADV,5X24X1MM,LAM | 438.02 | EA | 0
GBR18R1 | Canada | CAD | MOLD,GRD ROD TO ROD/RECEP | 376.08 | EA | 0
LPC134250 | Canada | CAD | CABLE, CU, CONCENTRIC, 19 | 18.01 | EA | 0
LPC557L | Canada | CAD | CLAMP,CU,CAST,BNDG,UNIV | 150.24 | EA | 0
LPA243 | Canada | CAD | POINT,AL,5/8 X 15IN | 27.11 | EA | 0
HDTAD3Q5T | Canada | CAD | MOLD,CABLE,HORZ TEE | 586.79 | EA | 0
ER2BASESS | Canada | CAD | BASE,MAST,WELDMENT WITH H | 549.29 | EA | 0
SBK218Y | Canada | CAD | BOND,BOOTLEG,3/16,Y SHAPE | 292.44 | EA | 0
XACY8Y8 | Canada | CAD | MOLD,CABLE,HORZ X SAME PL | 276.78 | EA | 0
LPC305L12 | Canada | CAD | BASE,CU,HORZ/VERT MOUNT, | 87.97 | EA | 0
HDXAD3Q3Q | Canada | CAD | MOLD,CABLE,HORZ X SAME PL | 586.79 | EA | 0
GTC332L | Canada | CAD | MOLD,CABLE TO GRD ROD,VER | 276.78 | EA | 0
534501 | Canada | CAD | IBS ADV 25-330-8-10 | 14.53 | EA | 0
EL32PPPN | Canada | CAD | PLUG,PARALLEL,LENTON | 1.4 | EA | 0
549600 | Canada | CAD | BUSBAR,PCB,2M 25X5 | 241.92 | EA | 0
B141A | Canada | CAD | SHIM,CU,.013 X 3 IN X 1 1 | 3.29 | EA | 0
VBC2GV8 | Canada | CAD | MOLD,CABLE TO VERT STL,VE | 276.78 | EA | 0
LPC203BST | Canada | CAD | POINT,CU,BLUNT BARE,3/8IN | 23.49 | EA | 0
S1030 | Canada | CAD | EXTENSION,BAR,COMPONENT,T | 6.59 | EA | 0
GYR162C | Canada | CAD | MOLD,CABLE TO GRD ROD,VER | 376.08 | EA | 0
SSC2GHQ | Canada | CAD | MOLD,CABLE,HORZ SPLICE | 276.78 | EA | 0
CAHAA1LB | Canada | CAD | MOLD,CABLE TO HORZ STL,HO | 168.64 | EA | 0
RCE531K | Canada | CAD | MOLD,CABLE TO REBAR,VERT | 775.14 | EA | 0
HDTAC2G1V | Canada | CAD | MOLD,CABLE,HORZ SPLICE | 276.78 | EA | 0
6158123 | Canada | CAD | ROD,GRD,5/8X12,CU BONDED | 111.97 | EA | 0
BBDEHEH | Canada | CAD | MOLD,BUS BAR,HORZ SPLICE | 586.79 | EA | 0
GRB1210 | Canada | CAD | BUSBAR,ASSY,1/4 X 2 X 10, | 35.52 | EA | 0
RBWS1500X | Canada | CAD | BASIN,POURING,#6 STANDARD | 440.8 | EA | 0
LPC2813F3M | Canada | CAD | ADAPTER,CU,SWIVEL,3/8IN | 71.57 | EA | 0
RBT9101 | Canada | CAD | SPLICE,KIT,#9M CADWELD T- | 219.16 | EA | 0
LPC28038F | Canada | CAD | ADAPTER,CU,3/8IN,FEMALE | 15.35 | EA | 0
RDC521D | Canada | CAD | MOLD,CABLE TO REBAR, | 276.78 | EA | 0
CSP1NBM600 | Canada | CAD | COAXIAL SURGE PROTECTOR, | 168.1 | EA | 0
SBB855E1G72 | Canada | CAD | STUD,GROUNDING,72 LONG,AL | 120.46 | EA | 0
XAC1V1H | Canada | CAD | MOLD,CABLE,HORZ X SAME PL | 276.78 | EA | 0
SBK401HBD | Canada | CAD | KIT,GROUNDING, RAIL,TRACK | 981.02 | EA | 0
GTC332P | Canada | CAD | MOLD,CABLE TO GRD ROD,VER | 276.78 | EA | 0
ECRHE302G4U | Canada | CAD | ELECTRODE,ROD,GRD,ASSY,30 | 4808.78 | EA | 0
555110 | Canada | CAD | BRAID,CU,TINNED,CUSTOM, | 13.42 | EA | 0
LPC28012F | Canada | CAD | ADAPTER,CU,1/2IN,FEMALE | 16.94 | EA | 0
RJE612G | Canada | CAD | MOLD,CABLE TO REBAR,VERT | 775.14 | EA | 0
CAVHT1H10 | Canada | CAD | MOLD,CABLE TO VERT CAST | 269.61 | EA | 0
LAC2VEE | Canada | CAD | MOLD,CABLE TO BUS/LUG,HOR | 276.78 | EA | 0
RBW7397V | Canada | CAD | INSTALLATION KIT,EQUIP,#7 | 1920.58 | EA | 0
SSC2QHQ | Canada | CAD | MOLD,CABLE,HORZ SPLICE | 276.78 | EA | 0
PQS400120/240 | Canada | CAD | PROTECTOR,SURGE,PQS400,12 | 4935.76 | EA | 0
EGBA14410EE | Canada | CAD | BAR,GRD BUS,1/4 X 4 X 10 | 166.4 | EA | 0
DT130030R | Canada | CAD | TYPE 1, 300V, 3 0 | 682.86 | EA | 0
ESB1/0 | Canada | CAD | CONNECTOR,SPLIT BOLT,SIL | 10.92 | EA | 0
GYE182V | Canada | CAD | MOLD,CABLE TO GRD ROD,VER | 775.14 | EA | 0
ML820 | Canada | CAD | HOSE ASSY,HYDRAULIC,20 FT | 1653.99 | EA | 0
563320NEX | Canada | CAD | BRAID,PREFAB,300X15X1.5, | 3.33 | EA | 0
GTC151T | Canada | CAD | MOLD,CABLE TO GRD ROD,VER | 276.78 | EA | 0
ERICORE400U | Canada | CAD | DOWNCONDUCTOR,LIGHTNING, | 66231.5 | EA | 0
TAC3D9F | Canada | CAD | MOLD,CABLE,HORZ TEE | 276.78 | EA | 0
SSC9H | Canada | CAD | MOLD,CABLE,HORZ SPLICE | 276.78 | EA | 0
EGBA38418NN | Canada | CAD | BAR,GRD BUS,3/8 X 4 X 18 | 304.2 | EA | 0
RBT11101HSA | Canada | CAD | SLEEVE,CADWELD,#11 T-SERI | 137.91 | EA | 0
EL16A2ES | Canada | CAD | COUPLER,LENTON STANDARD,# | 33.86 | EA | 0
SBT315A | Canada | CAD | TOOL KIT,RAIL,W/GLOVES | 180.91 | EA | 0
ISOCAP68 | Canada | CAD | CAP,TUBE | 89.43 | EA | 0
EL20CFFP | Canada | CAD | PROTECTOR,LENTON,PLASTIC | 1.04 | EA | 0
HDPTC2Q2Q | Canada | CAD | MOLD,CABLE, HORZ THRU PAR | 276.78 | EA | 0
S119 | Canada | CAD | BOND,CLIP,5/16 TAB | 16.33 | EA | 0
GTC163D | Canada | CAD | MOLD,CABLE TO GRD ROD,VER | 276.78 | EA | 0
ERICORE300U | Canada | CAD | DOWNCONDUCTOR,LIGHTNING | 49673.65 | EA | 0
EPD2050M | Canada | CAD | MODULE ASSY, SURGE, EPD | 92.82 | EA | 0
534014TRJ02 | Canada | CAD | FLEXIBAR,ADV,6X20X1,TRJ | 191.32 | EA | 0
ISOADM25X1 | Canada | CAD | ADAPTER,THREADED,AIR TERM | 140.52 | EA | 0
505647 | Canada | CAD | BUSBAR,SPECIAL,C11000 CU, | 315.46 | EA | 0
LPC807 | Canada | CAD | STRAP,CABLE,CU,1 IN PIPE | 19.98 | EA | 0
556100 | Canada | CAD | POLY,SLEEVE,SPIRFLEX,50M, | 1.25 | MR | 0
PB50LAJH001 | Canada | CAD | MOLD,CABLE TO BUS/LUG,HOR | 423.66 | EA | 0
EGBA14448NNT | Canada | CAD | BAR,GRD BUS,1/4 X 4 X 48 | 846.3 | EA | 0
534026PDI44 | Canada | CAD | FLEXIBAR,ADV,5X32X1MM,PDI | 130.01 | EA | 0
RBW73911H | Canada | CAD | INSTALLATION KIT,EQUIP,#1 | 2033.71 | EA | 0
EL32D6GV | Canada | CAD | ANCHOR,LENTON TERMINATOR, | 198.25 | EA | 0
SX10RR53Y8 | Canada | CAD | MOLD,CABLE TO REBAR,HORZ | 376.08 | EA | 0
EGBA14406CCT | Canada | CAD | BUSBAR,GRD,1/4X4X6,LL, | 124.8 | EA | 0
557600 | Canada | CAD | BRAID,CU,TINNED,.15MM DIA | 5.67 | MR | 0
47858630AEP2 | Canada | CAD | ROD,GRD,5/8,CU PLATED,15 | 30.68 | EA | 0
SSC2G1V | Canada | CAD | MOLD,CABLE,HORZ SPLICE | 276.78 | EA | 0
EGBA14220EE | Canada | CAD | BAR ASSY,GRD BUS,1/4 X 2 | 205.4 | EA | 0
SBA154144 | Canada | CAD | CLIP,CONCRETE TIE,A=9.63, | 45.19 | EA | 0
PBW12W24B | Canada | CAD | BOND,JOINT,250 RLAY BARE | 89.12 | EA | 0
569251 | Canada | CAD | UD400212AL | 27.38 | EA | 0
LJCJG1T | Canada | CAD | MOLD,CABLE TO BUS/LUG,HOR | 276.78 | EA | 0
HDVVF2G | Canada | CAD | MOLD,CABLE TO VERT STL,VE | 659.46 | EA | 0
LPC152LCTO | Canada | CAD | CABLE,CU,MINI SMOOTHWEAVE | 4.28 | FT | 0
PBW2SRH | Canada | CAD | MOLD,RAIL,CABLE HORZ TO W | 91.36 | EA | 0
534029ABB06 | Canada | CAD | FLEXIBAR,ADV,10X32X1,ABB, | 214.2 | EA | 0
SSCW6 | Canada | CAD | MOLD,CABLE,HORZ SPLICE | 276.78 | EA | 0
XLCGC126C1 | Canada | CAD | MOLD,BUS TO HORZ STL,TAP | 328.55 | EA | 0
PTC9H2QW | Canada | CAD | MOLD,CABLE,HORZ THRU PARA | 329.2 | EA | 0
GYE18L9 | Canada | CAD | MOLD,CABLE TO GRD ROD,VER | 775.14 | EA | 0
EGBA14424CB | Canada | CAD | BAR,GRD BUS,1/4 X 4 X 24 | 366.6 | EA | 0
B540A901 | Canada | CAD | BUSBAR,GRD,CU,1/4X4X24 IN | 266.67 | EA | 0
557420 | Canada | CAD | BRAID,ROUND,CU,10MMSQ,5MM | 8.91 | MR | 0
534047RW34 | Canada | CAD | FLEXIBAR,ADV,8X63X1MM,RW, | 131.25 | EA | 0
508010 | Canada | CAD | BRAID,FLEXIBLE, | 343.71 | EA | 0
PCT1V1H | Canada | CAD | MOLD,CABLE, HORZ TAP PARA | 269.61 | EA | 0
RBT8101 | Canada | CAD | SPLICE,KIT,#8 CADWELD T-S | 212.63 | EA | 0
534053PDI16 | Canada | CAD | FLEXIBAR,ADV,10X80X1,PDI | 1035.55 | EA | 0
EGBA14424MM | Canada | CAD | BAR ASSY,GRD BUS,1/4X4X24 | 366.6 | EA | 0
RDC52Y1 | Canada | CAD | MOLD,CABLE TO REBAR,HORZ | 258.69 | EA | 0
PBW32W9WSB | Canada | CAD | BOND,WEB,STUB END W/SLV 2 | 34.92 | EA | 0
VVR8DV3 | Canada | CAD | MOLD,CABLE TO VERT STL,VE | 376.08 | EA | 0
B544A412 | Canada | CAD | BUSBAR,ASSY,1/4X4X24,W/IN | 315.29 | EA | 0
A927F246 | Canada | CAD | BOLT,HEX HEAD,5/16X18 X 5 | 0.65 | EA | 0
RBF30 | Canada | CAD | MATERIAL,FILLER,REBAR FER | 19.09 | EA | 0
RCE522V | Canada | CAD | MOLD,CABLE TO REBAR,VERT | 775.14 | EA | 0
CR34 | Canada | CAD | COUPLER,GRD ROD,BRZ,W/THD | 33.84 | EA | 25
EL57TP24L | Canada | CAD | COUPLER,LENTON,POSITION, | 263.45 | EA | 0
560630 | Canada | CAD | SPACER,INSULATOR,DH70M5 | 3.39 | EA | 0
S429F3K16 | Canada | CAD | SLEEVE,CU,FLARED,400 RLAY | 77.43 | EA | 0
LPC503 | Canada | CAD | SPLICE,CU,STAMPED,CABLE, | 22.66 | EA | 0
PBB585AB48 | Canada | CAD | JUMPER ASSY,CLAMP SHUNT,4 | 1232.5 | EA | 0
RJE582G | Canada | CAD | MOLD,CABLE TO REBAR,VERT | 775.14 | EA | 0
534042RW05 | Canada | CAD | FLEXIBAR,ADV,10X50X1MM,RW | 297.09 | EA | 0
549480 | Canada | CAD | CABS BRACKET RV | 8.36 | EA | 0
557030 | Canada | CAD | BRAID,CU,PLAIN,25 M LG, | 8.15 | MR | 0
VSC2QV2T | Canada | CAD | MOLD,CABLE TO VERT STL,45 | 276.78 | EA | 0
B2201V42 | Canada | CAD | BOND,JUMPER,(2)1/8X1 1/8 | 181.62 | EA | 0
DH34 | Canada | CAD | HEAD,DRIVER,3/4 | 299.56 | EA | 0
LKT14PKG | Canada | CAD | COUPLER,LENTON INTERLOK, | 197.63 | EA | 0
LECY6PAJ | Canada | CAD | MOLD,CABLE TO BUS/LUG,HOR | 276.78 | EA | 0
558301ADV | Canada | CAD | IBSBADV 25-163-6 E&I | 3.99 | EA | 0
PBP3S6D36 | Canada | CAD | BOND,PLUG,KIT 14.5COMP IN | 217.67 | EA | 0
557180 | Canada | CAD | LUG,BRAID,16X15X1MM TINNE | 1.39 | EA | 0
RJC542Q | Canada | CAD | MOLD,CABLE TO REBAR,VERT | 276.78 | EA | 0
ECRH101T4U | Canada | CAD | GROUND ROD,ASSY,KIT,10FT, | 3055.33 | EA | 0
PB12LBS6EF | Canada | CAD | MOLD,CABLE TO LUG,HORZ SP | 271.52 | EA | 0
561160 | Canada | CAD | POWER BLOCK SB 80AL | 8.22 | EA | 0
B540C855 | Canada | CAD | BUSBAR,GRD,1/4X1.25X374MM | 59.72 | EA | 0
LAC3QGH | Canada | CAD | MOLD,CABLE TO BUS/LUG,HOR | 276.78 | EA | 0
VVF8K | Canada | CAD | MOLD,CABLE TO VERT STL,VE | 659.46 | EA | 0
LJCPALY8 | Canada | CAD | MOLD,CABLE TO BUS/LUG,HOR | 276.78 | EA | 0
5578500200 | Canada | CAD | RAIL,DIN,CUT,INTO 200 MM | 1.52 | EA | 0
FLXPIR0004 | Canada | CAD | FLEXIBAR,ADV,3X20X1MM,IR, | 159.29 | EA | 0
A809A07TF250 | Canada | CAD | WIRE,CU,SOL,BARE,#2,TINNE | 1526.93 | EA | 0
558135 | Canada | CAD | BRAID,SHUNT,INSULATED | 30.9 | EA | 0
SBB2721CS72 | Canada | CAD | SHUNT,BASE,HARD | 144.21 | EA | 0
LU36MS15D | Canada | CAD | LENTON ULTIMATE,MALE, | 36.09 | EA | 0
EL32A2MG | Canada | CAD | COUPLER,LENTON STANDARD,# | 89.36 | EA | 0
534045APG13 | Canada | CAD | FLEXIBAR,ADV,5X63X1MM,APG | 334.32 | EA | 0
GLCDE2C | Canada | CAD | MOLD,CABLE TO LUG,HORZ SP | 276.78 | EA | 0
TACY8Y3 | Canada | CAD | MOLD,CABLE,HORZ TEE | 276.78 | EA | 0
SSCY6Y2 | Canada | CAD | MOLD,CABLE,HORZ SPLICE | 276.78 | EA | 0
A929A101 | Canada | CAD | WASHER,FLAT,1/2 S.S. | 0.72 | EA | 0
PC010C | Canada | CAD | CLIP,CABLE,COPPER | 3.16 | EA | 0
559146 | Canada | CAD | SHEARING TOOL | 1578.88 | EA | 0
A928D022 | Canada | CAD | NUT,STEEL,HEX,2 3/4-8 | 173.64 | EA | 0
LPEGH2Q | Canada | CAD | MOLD,CABLE TO BUS,VERT TE | 775.14 | EA | 0
NX1161LPLUS | Canada | CAD | ONE-SHOT,CABLE TO GRD ROD | 34.42 | EA | 0
505636 | Canada | CAD | BUSBAR,CU,SPECIAL,GEXPR0 | 129.53 | EA | 0
PCC2L1L | Canada | CAD | MOLD,CABLE,HORZ TAP PARAL | 276.78 | EA | 0
534034ARZ36 | Canada | CAD | FLEXIBAR,ADV,6X40X1MM,ARZ | 527.64 | EA | 0
LPC258 | Canada | CAD | POINT,CU,TUBULAR,5/8X48IN | 222.43 | EA | 0
SCB10001A | Canada | CAD | WELD METAL,CADWELD RAIL | 71.58 | EA | 0
S1V54M | Canada | CAD | MOLD,HV CABLE SPLICE,HORZ | 317.07 | EA | 0
EL22A2ES | Canada | CAD | COUPLER,LENTON STANDARD,# | 43.43 | EA | 0
534029ABB08 | Canada | CAD | FLEXIBAR,ADV,10X32X1,ABB, | 189.71 | EA | 0
716202 | Canada | CAD | DRILLING,TEMPLATE,UNIVERS | 497.5 | EA | 0
LPC304L12 | Canada | CAD | PLATE,STAMPED,AIR TERMINA | 65.61 | EA | 0
LPC664LA24 | Canada | CAD | CONNECTION,THRU,ROOF,W/PV | 144.43 | EA | 0
PB10VS1T | Canada | CAD | MOLD,CABLE TO VERT STL,45 | 199.84 | EA | 0
CAVNT1V6LH | Canada | CAD | MOLD,CABLE TO VERT STL,HO | 269.61 | EA | 0
MS/PCBD | Canada | CAD | QUICK SALE | 15.57 | EA | 0
HDTAD9K9K | Canada | CAD | MOLD,CABLE,HORZ TEE | 586.79 | EA | 0
S3537 | Canada | CAD | CASE,CADDY,ATTACHE, CASE | 151.35 | EA | 0
127060350 | Canada | CAD | SHIELD,INSULATION,360 COL | 346.43 | EA | 0
683400 | Canada | CAD | ROD,GROUND,SS,3/4X10 | 404.52 | EA | 0
534047GE07 | Canada | CAD | FLEXIBAR,ADV,8X63X1,GE | 493.62 | EA | 0
GTC189D | Canada | CAD | MOLD,CABLE TO GRD ROD,VER | 276.78 | EA | 0
DT2750M | Canada | CAD | TYPE 2 MODULE, 750V | 79.03 | EA | 0
A170A03 | Canada | CAD | PLATE,BACKING,GRAPHITE, | 24.18 | EA | 0
EL25A2NGV | Canada | CAD | COUPLER,LENTON,STANDARD, | 61.19 | EA | 0
SBGT1141L | Canada | CAD | ONE-SHOT,CABLE TO GRD ROD | 23.3 | EA | 0
B396 | Canada | CAD | CLAMP,MAGNETIC,SINGLE | 1030.03 | EA | 0
MBB15BT | Canada | CAD | MOLD,BLANK,C PRICE 250300 | 189.41 | EA | 0
ERICORE075T | Canada | CAD | DOWNCONDUCTOR,LIGHTNING, | 14008.98 | EA | 0
TDS2502SR150 | Canada | CAD | DIVERTER,150V,50KA,2 PURC | 304.4 | EA | 0
A927A011 | Canada | CAD | SCREW,SLOTTED MACHINE,10- | 0.3 | EA | 0
LPA2955F5M | Canada | CAD | ADAPTER,AL,COUPL.,5/8IN | 28.07 | EA | 0
PHR2G2C | Canada | CAD | MOLD,CABLE, VERT THRU PAR | 376.08 | EA | 0
NCR14Y5Y2 | Canada | CAD | MOLD,CABLE TO GRD ROD, | 376.08 | EA | 0
HDTAC2V2QW | Canada | CAD | MOLD,CABLE,HORZ TEE | 355.41 | EA | 0
LL16S1 | Canada | CAD | LENTON LOCK,S-SERIES, | 38.23 | EA | 0
EL22SAES | Canada | CAD | COUPLER,LENTON,SA,#7,EPOX | 42.14 | EA | 0
EGBA38430CC | Canada | CAD | BAR,GRD BUS,3/8 X 4 X 30 | 491.4 | EA | 0
EL25D16ES | Canada | CAD | COUPLER,LENTON,TERMINATOR | 32.09 | EA | 0
MBA19CCL | Canada | CAD | MOLD,BLANK,3 X 3 X 7 | 239.53 | EA | 0
LLCEK1T | Canada | CAD | MOLD,CABLE TO BUS/LUG,VER | 276.78 | EA | 0
508180 | Canada | CAD | COPPER, FLEXPLATE 50, | 63.12 | EA | 0
534036GE16 | Canada | CAD | FLEXIBAR,ADV,10X40X1MM,GE | 330.5 | EA | 0
LPG35058 | Canada | CAD | BRACE,GALV STEEL,TRIPOD | 103.53 | EA | 0
549390 | Canada | CAD | SUPPORT,BAR,MODULE,CABS | 80.83 | EA | 0
EL38P8N | Canada | CAD | COUPLER,LENTON,POSITION, | 227.5 | EA | 0
LPC516L | Canada | CAD | SPLICE,CU,CAST,CBL UNIV P | 42.19 | EA | 0
LPC662CTO | Canada | CAD | ROD,CU,THREADED,1/2IN DIA | 11.05 | EA | 0
GRD224Y | Canada | CAD | MOLD,CABLE TO GRD ROD,VER | 586.79 | EA | 0
PQDM3331S277 | Canada | CAD | PQDM-10-1P-277V, FSPM3331 | 5156.06 | EA | 0
45F80SNCF | Canada | CAD | WELD METAL,CADWELD,F80 | 3.2 | EA | 0
VFC1TV2.50 | Canada | CAD | MOLD,CABLE TO VERT STL,VE | 276.78 | EA | 0
NDR169W | Canada | CAD | MOLD,CABLE TO GRD ROD,HOR | 376.08 | EA | 0
HCA1V3.50 | Canada | CAD | MOLD,CABLE TO HORZ STL,HO | 168.64 | EA | 0
K223 | Canada | CAD | MOLD,KIT,GN STYLE,#4 SOL | 761.9 | EA | 0
EL3628P9Q | Canada | CAD | COUPLER,LENTON,POSITION | 190.19 | EA | 0
EGBA12408NN | Canada | CAD | BAR,GRD BUS,1/2 X 4 X 08 | 210.6 | EA | 0
CAVST1TB | Canada | CAD | MOLD,CABLE TO VERT STL,45 | 269.61 | EA | 0
4G16R5 | Canada | CAD | CLIP,FIXTURE,SUPPORT TWIS | 11.84 | EA | 0
EL794ACFBOX | Canada | CAD | PLATE,FORM SAVER,#4,CLIPP | 0.43 | EA | 0
PLUSCU2BMKIT | Canada | CAD | CONTROLLER,KIT,CADWELD | 984.37 | EA | 0
S429F4P16 | Canada | CAD | SLEEVE,CU,.799IDX.839ODX1 | 5.77 | EA | 0
LJCCAJY3 | Canada | CAD | MOLD,CABLE TO BUS/LUG,HOR | 276.78 | EA | 0
PTCY7Y4 | Canada | CAD | MOLD,CABLE,HORZ THRU PARA | 276.78 | EA | 0
LJCFALY9 | Canada | CAD | MOLD,CABLE TO BUS/LUG,HOR | 276.78 | EA | 0
534056ABB15 | Canada | CAD | FLEXIBAR,ADV,6X100X1,ABB, | 593.62 | EA | 0
GT1181LHQ | Canada | CAD | ONE-SHOT,CABLE TO GRD ROD | 37.64 | EA | 0
SBTBS3324 | Canada | CAD | BOND,SWITCH,3/16 BARE 24 | 13.9 | EA | 0
RHC521V | Canada | CAD | MOLD,CABLE TO REBAR,HORZ | 276.78 | EA | 0
PB72QT4Y85A | Canada | CAD | MOLD,CABLE TO RAIL,HORZ T | 476.13 | EA | 0
558103 | Canada | CAD | BRAID,SHUNT,INSULATED ORA | 86.71 | EA | 0
508017 | Canada | CAD | BRAID,FLEXIBLE, | 1036.07 | EA | 0
564600 | Canada | CAD | BRAID,SHUNT,POWER,TINNED, | 843.78 | EA | 0
SSC3D3Q | Canada | CAD | MOLD,CABLE,HORZ SPLICE | 276.78 | EA | 0
LPP899WH28 | Canada | CAD | WHITE ROOF ADHESIVE,28OZ | 86.48 | EA | 0
S1V19 | Canada | CAD | MOLD,HV CABLE SPLICE,HORZ | 656.9 | EA | 0
550290 | Canada | CAD | BUSBAR,10 MM,THD,M8,20X10 | 358.11 | EA | 0
A805A40F | Canada | CAD | CABLE,COMPOSITE,CONDUCTOR | 23.02 | EA | 0
534019AM02 | Canada | CAD | FLEXIBAR,ADV,5X24X1MM,AM, | 169.48 | EA | 0
ECRH101T10U | Canada | CAD | GROUND ROD,ASSY,KIT,10FT, | 2821.21 | EA | 0
EP4X8 | Canada | CAD | COUPLER,ANCHOR,FORMSAVER | 27.74 | EA | 0
B530D2Q72 | Canada | CAD | JUMPER,ASSY,4/0 CONC 72 I | 288.09 | EA | 0
PBK279 | Canada | CAD | KIT,BOND,BRAID,IBSB,ADV, | 9999.99 | EA | 0
EGBA14424DD | Canada | CAD | BAR,ASSY,GRD,BUS,1/4 X 4 | 366.6 | EA | 0
LJCEGS5 | Canada | CAD | MOLD,CABLE TO BUS/LUG,HOR | 276.78 | EA | 0
A12816A11 | Canada | CAD | ROD,SAMPLE,48 IN LONG,5/8 | 25.21 | EA | 0
LPC281L3F3F | Canada | CAD | ADAPTER,CU,SWIVEL,3/8 FEM | 54.18 | EA | 0
HAA1V11C | Canada | CAD | MOLD,CABLE TO HORZ STL,HO | 168.64 | EA | 0
FLXPKOM0006 | Canada | CAD | FLEXIBAR,ADV,6X40X1MM,KOM | 273.095 | EA | 0
534041SI03 | Canada | CAD | FLEXIBAR,ADV,8X50X1MM,SI | 61.79 | EA | 0
814400 | Canada | CAD | GROUND ROD,GALV,PTD,1X10 | 202.1 | EA | 0
534004AH01 | Canada | CAD | FLEXIBAR,ADV,3X13X0.5,AH, | 36.24 | EA | 0
PTC2C1Y | Canada | CAD | MOLD,CABLE,HORZ THRU PARA | 276.78 | EA | 0
EL16P8 | Canada | CAD | COUPLER,LENTON,POSITION, | 117.23 | EA | 0
545821 | Canada | CAD | DIE,TOOL,18MM | 193.79 | EA | 0
B102DEOL | Canada | CAD | LUG,CU,3/16 X1 W/2-9/16 H | 28.11 | EA | 0
534041KOM09 | Canada | CAD | FLEXIBAR,ADV,8X50X1MM,KOM | 393.26 | EA | 0
568620 | Canada | CAD | BUSBAR,BRASS,NEUTRAL,EB36 | 62.23 | EA | 0
A109L | Canada | CAD | CABLE,SAMPLE,8 IN LONG,50 | 43.71 | EA | 0
BKJPAMPAM | Canada | CAD | MOLD,BUS BAR,HORZ TEE BAR | 1147.17 | EA | 0
TAC8G8G | Canada | CAD | MOLD,CABLE,HORZ TEE | 276.78 | EA | 0
MBMAST3MHD | Canada | CAD | MAST,WELD,ASSY,3M MAST, | 1234.1 | EA | 0
LAC3AEE | Canada | CAD | MOLD,CABLE TO BUS/LUG,HOR | 276.78 | EA | 0
LPC124250 | Canada | CAD | CABLE,CU,SMOOTH WEAVE,40 | 9.44 | FT | 0
RBW7391418H | Canada | CAD | KIT,INSTALLATION,CADWELD, | 1854.81 | EA | 0
ZCCSS7 | Canada | CAD | MOLD,CABLE,NO BUILD-UP | 276.78 | EA | 0
XAC3D2Q | Canada | CAD | MOLD,CABLE,HORZ X SAME PL | 276.78 | EA | 0
LPC208BST | Canada | CAD | POINT,CU,BLUNT BARE,3/8IN | 72.48 | EA | 0
ERICORE055T | Canada | CAD | DOWNCONDUCTOR,LIGHTNING, | 10697.41 | EA | 0
CAHCA1VC | Canada | CAD | MOLD,CABLE TO HORZ STL,HO | 168.64 | EA | 0
534026SE16 | Canada | CAD | FLEXIBAR,ADV,5X32X1MM,SE, | 101.11 | EA | 0
M2372AX | Canada | CAD | FRAME,ASSY,W/SCREWS,3X4 1 | 293.72 | EA | 0
RRC511V | Canada | CAD | MOLD,CABLE TO REBAR,HORZ | 276.78 | EA | 0
PB20TAS5S5 | Canada | CAD | MOLD,CABLE,HORZ TEE | 199.84 | EA | 0
ZCCSS26 | Canada | CAD | MOLD,CABLE,NO BUILD-UP | 276.78 | EA | 0
RBC1461 | Canada | CAD | SPLICE,KIT,#14 CADWELD C- | 185.16 | EA | 0
TL9T | Canada | CAD | TANG | 1.55 | EA | 0
HAAY15 | Canada | CAD | MOLD,CABLE TO HORZ STL,HO | 168.64 | EA | 0
FLXPLAM0109 | Canada | CAD | FLEXIBAR,ADV,0.5X15.5X0.8 | 351.13 | EA | 0
534018ABB09 | Canada | CAD | FLEXIBAR,ADV,4X24X1MM,ABB | 154.79 | EA | 0
LPA559TP | Canada | CAD | CLAMP,CAST,BONDING,TOP | 3.77 | EA | 0
PBWX6RH | Canada | CAD | MOLD,BOND,FIELD MADE TO W | 107.05 | EA | 0
XAC1L1L | Canada | CAD | MOLD,CABLE,HORZ X SAME PL | 276.78 | EA | 0
EL28C3J | Canada | CAD | COUPLER,LENTON HALF,#9,J | 56.75 | EA | 0
FJ2Q18 | Canada | CAD | JUMPER,SWAGED,4/0 CONC 18 | 70.36 | EA | 0
BMCFANCAJ | Canada | CAD | MOLD,BUS BAR,HORZ TEE BAR | 276.78 | EA | 0
PB10GF223S | Canada | CAD | MOLD,CABLE TO GRD ROD, | 271.52 | EA | 0
LPCC3410NC4 | Canada | CAD | COPPERCLAD AIR TERMINAL 3 | 254.51 | EA | 0
534127 | Canada | CAD | BUSBAR,FLEXIBLE,ADVANCED, | 453.73 | EA | 0
557320IR03 | Canada | CAD | BRAID,CU,TINNED,70MM2,M10 | 97.86 | EA | 0
ECRV101V10D | Canada | CAD | GROUND ROD,ASSY,KIT,10FT, | 2123.26 | EA | 0
TAC2P2P | Canada | CAD | MOLD,CABLE,HORZ TEE | 276.78 | EA | 0
RTPY4M | Canada | CAD | MOLD,CABLE TO REBAR,HORZ | 304.2 | EA | 0
SPDC200120/240 | Canada | CAD | PROTECTOR,SURGE,TDX200C,1 | 7465.6 | EA | 0
CA65XF19 | Canada | CAD | WELD METAL,ALLOY,XF19 CAT | 19.66 | EA | 0
EL10A2N | Canada | CAD | COUPLER,LENTON SOURCED,A2 | 12.16 | EA | 0
EL28D16ES | Canada | CAD | COUPLER,LENTON,TERMINATOR | 36.28 | EA | 0
LKT14GV | Canada | CAD | LENTON INTERLOK,HDG, | 302.2 | EA | 0
GRC18A7 | Canada | CAD | MOLD,CABLE TO GRD ROD,VER | 276.78 | EA | 0
PB63SC4L4T | Canada | CAD | MOLD,CABLE,HORZ SPLICE SI | 476.13 | EA | 0
534004 | Canada | CAD | FLEX ADV2MTC 3X13X0,5 | 74.28 | EA | 0
GRC14Y2 | Canada | CAD | MOLD,CABLE TO GRD ROD,VER | 276.78 | EA | 0
EDT230011R | Canada | CAD | ENHANCED TYPE 2, 300V,11 | 349.17 | EA | 0
EGBF14424GG | Canada | CAD | BUSBAR,CU,ASSY,1/4X4X24, | 475.8 | EA | 0
EWB2L584 | Canada | CAD | BOND,ASSY,ROD/CABLE,WELDA | 121 | EA | 0
TAC2C2V | Canada | CAD | MOLD,CABLE,HORZ TEE | 276.78 | EA | 0
534034GE22 | Canada | CAD | FLEXIBAR,ADV,6X40X1MM,GE, | 304.42 | EA | 0
RBHA9037M | Canada | CAD | BASIN,POURING,#18 HORIZ. | 713.05 | EA | 0
SSCY1 | Canada | CAD | MOLD,CABLE,HORZ SPLICE | 276.78 | EA | 0
EL16C2 | Canada | CAD | COUPLER,LENTON HALF,#5 | 26.74 | EA | 0
RBWS2222F | Canada | CAD | BASIN,POURING,#11 15 DEGR | 643.83 | EA | 0
MBA61 | Canada | CAD | MOLD,BLANK,VERTICAL SPLIT | 309.31 | EA | 0
TACY8Y5 | Canada | CAD | MOLD,CABLE,HORZ TEE | 276.78 | EA | 0
EL28P14L | Canada | CAD | COUPLER,LENTON,P14L,28MM, | 128.24 | EA | 0
PQC320240V | Canada | CAD | SES320B240V | 6051.85 | EA | 0
GTC181X | Canada | CAD | MOLD,CABLE TO GRD ROD,VER | 276.78 | EA | 0
XBQ2C9F | Canada | CAD | MOLD,CABLE,HORZ X LAPPED | 528.45 | EA | 0
549350 | Canada | CAD | BRACKET,SUPPORT, | 75.7 | EA | 0
PBB595F3SC96 | Canada | CAD | BOND,IMPD,STUB END 2 500 | 1188.56 | EA | 0
VBF4L | Canada | CAD | MOLD,CABLE TO VERT STL,VE | 659.46 | EA | 0
LQJEH3D | Canada | CAD | MOLD,CABLE TO BUS/LUG,VER | 1147.17 | EA | 0
HSC2Q2.50 | Canada | CAD | MOLD,CABLE TO HORZ STL,HO | 276.78 | EA | 0
MPAF120/240-1P | Canada | CAD | SURGE PROTECTOR, 120/240V | 228.88 | EA | 0
LJCPALY5 | Canada | CAD | MOLD,CABLE TO BUS/LUG,HOR | 276.78 | EA | 0
LJCGG2C | Canada | CAD | MOLD,CABLE TO BUS/LUG,HOR | 276.78 | EA | 0
RPSCW10STPX2 | Canada | CAD | CROSSOVER,10 STEPS | 15271.67 | EA | 0
HTC1V | Canada | CAD | MOLD,CABLE TO HORZ STL,HO | 276.78 | EA | 0
RCE512C | Canada | CAD | MOLD,CABLE TO REBAR,VERT | 775.14 | EA | 0
EGBA14412AAT | Canada | CAD | BAR,GRD BUS,1/4 X 4 X 12 | 226.2 | EA | 0
NX1181V | Canada | CAD | ONE-SHOT,CABLE TO GRD ROD | 39.46 | EA | 0
CNC18EAL | Canada | CAD | MOLD,BUS TO GRD ROD,VERT | 276.78 | EA | 0
ECRV102Q3U | Canada | CAD | GROUND ROD,ASSY,KIT,10 FT | 1952.65 | EA | 0
SSCY6Y4 | Canada | CAD | MOLD,CABLE,HORZ SPLICE | 276.78 | EA | 0
GTC18Y5 | Canada | CAD | MOLD,CABLE TO GRD ROD,VER | 276.78 | EA | 0
A809A06C72A | Canada | CAD | WIRE,SOLIDBARE CU,#4,72IN | 21.97 | EA | 0
T416C | Canada | CAD | ENCLOSURE,INSPECTION,W/CO | 240.42 | EA | 0
HDVSC2QW | Canada | CAD | MOLD,CABLE TO VERT STL,45 | 302.99 | EA | 0
VTC2V | Canada | CAD | MOLD,CABLE TO VERT STL,HO | 276.78 | EA | 0
LK307A | Canada | CAD | GROMMET,RUBBER,#6/#7 FORM | 23.75 | EA | 0
LPG36458 | Canada | CAD | BRACE,ADHESIVE MOUNT, | 217.45 | EA | 0
RBT4101B | Canada | CAD | MATERIAL,FILLER,#4 T-SERI | 39.96 | EA | 0
A928B021 | Canada | CAD | NUT,HEX,5/16-18 STL,LOCK, | 0.1 | EA | 0
505626 | Canada | CAD | STRIP,BARE,SOFT 110 COPPE | 0.2 | EA | 0
XLGBR18R1 | Canada | CAD | MOLD,GRD ROD,TO ROD/RECEP | 1041.46 | EA | 0
LJCJG3Q | Canada | CAD | MOLD,CABLE TO BUS/LUG,HOR | 276.78 | EA | 0
534010HDQ07 | Canada | CAD | FLEXIBAR,ADV,2X20X1MM,HDQ | 57.16 | EA | 0
HDXBM2G2Q | Canada | CAD | MOLD,CABLE,HORZ X LAPPED | 789.57 | EA | 0
GTC188N | Canada | CAD | MOLD,CABLE TO GRD ROD,VER | 276.78 | EA | 0
B114SAMPLEKIT1 | Canada | CAD | SAMPLE KIT, FOUR CADWELD | 2524.03 | EA | 0
EL28A2MG | Canada | CAD | COUPLER,LENTON STANDARD,# | 80.3 | EA | 0
XBM3A2Q | Canada | CAD | MOLD,CABLE,HORZ X LAPPED | 844.84 | EA | 0
LAC2QDE | Canada | CAD | MOLD,CABLE TO BUS/LUG,HOR | 276.78 | EA | 0
LPA103IN0054.0 | Canada | CAD | CABLE,AL,SMOOTH WEAVE, | 829.27 | EA | 0
RRA531T | Canada | CAD | MOLD,CABLE TO REBAR,HORZ | 168.64 | EA | 0
VNC1TLH2 | Canada | CAD | MOLD,CABLE TO VERT STL,HO | 276.78 | EA | 0
VBCY7 | Canada | CAD | MOLD,CABLE TO VERT STL,VE | 276.78 | EA | 0
FLXPLAM0087 | Canada | CAD | FLEXIBAR,ADV,3X9X0.8MM, | 383.12 | EA | 0
VBC2C | Canada | CAD | MOLD,CABLE TO VERT STL,VE | 276.78 | EA | 0
EL20P14L | Canada | CAD | COUPLER,LENTON,P14L,20MM, | 101.69 | EA | 0
PBK263 | Canada | CAD | KIT,RAIL,MOLD AND HARDWAR | 906.82 | EA | 0
564500 | Canada | CAD | PBC 400 X 400 | 636.49 | EA | 0
VSC2F | Canada | CAD | MOLD,CABLE TO VERT STL,45 | 276.78 | EA | 0
EGBA14230BB | Canada | CAD | BAR,ASSY,GRD BUS,1/4 X 2 | 296.4 | EA | 0
HSC2G1.25 | Canada | CAD | MOLD,CABLE TO HORZ STL,HO | 276.78 | EA | 0
PGC2Q1V | Canada | CAD | MOLD,CABLE,HORZ THRU | 276.78 | EA | 0
RBC1176A | Canada | CAD | SLEEVE,CADWELD,#11 C-SERI | 76.74 | EA | 0
VSCY2 | Canada | CAD | MOLD,CABLE TO VERT STL,45 | 276.78 | EA | 0
EL43TP9ES | Canada | CAD | COUPLER,LENTON POSITION,# | 204.9 | EA | 0
CAPCP2G1H | Canada | CAD | MOLD,CABLE HORZ TAP PARAL | 304.14 | EA | 0
RBT1118101 | Canada | CAD | SPLICE,KIT,#11/#18 CADWEL | 505.2 | EA | 0
EGBA14436CC | Canada | CAD | BAR ASSY,GRD BUS,1/4X4X36 | 538.2 | EA | 0
VBC1LV8C | Canada | CAD | MOLD,CABLE TO VERT STL,VE | 276.78 | EA | 0
GYE162Q | Canada | CAD | MOLD,CABLE TO GRD ROD,VER | 775.14 | EA | 0
548510 | Canada | CAD | INSULATOR,BUSBAR,ISO TP | 4.72 | EA | 0
ERICORE036T | Canada | CAD | DOWNCONDUCTOR,LIGHTNING, | 7777.94 | EA | 0
123330 | Canada | CAD | FRAME,ASSY,304 STAINLESS | 519.48 | EA | 0
PTD4Y9G | Canada | CAD | MOLD,CABLE, HORZ THRU PAR | 586.79 | EA | 0
GEC16 | Canada | CAD | MOLD,GRD ROD, HORZ SPLICE | 276.78 | EA | 0
FLXPLAM0058 | Canada | CAD | FLEXIBAR,ADV,10X40X1,LAM | 1003.162 | EA | 0
A928Q002 | Canada | CAD | NUT,THRD INSERT,NEO WELL | 4.15 | EA | 0
LK435 | Canada | CAD | TEMPLATE,LENTON,FLOW,INTE | 100.2 | EA | 0
505669 | Canada | CAD | BUSBAR,SPECIAL,C11000 CU, | 178.72 | EA | 0
534010LAM09 | Canada | CAD | FLEXIBAR,ADV,2X20X1MM,LAM | 249.03 | EA | 0
VSC9TV5C | Canada | CAD | MOLD,CABLE TO VERT STL,45 | 276.78 | EA | 0
HDPTD2Q9FW | Canada | CAD | MOLD,CABLE,HORZ THRU PARA | 639.21 | EA | 0
EL2825A12 | Canada | CAD | COUPLER,LENTON,A12,#9-#8 | 65.61 | EA | 0
PBC62W1822B | Canada | CAD | BOND,DOUBLE STUB END C,25 | 60.83 | EA | 0
EGBA14612CC | Canada | CAD | BAR,GRD BUS,1/4 X 6 X 12 | 280.8 | EA | 0
ERICORE011U | Canada | CAD | DOWNCONDUCTOR,LIGHTNING, | 1876.02 | EA | 0
PTFP9P9 | Canada | CAD | MOLD,CABLE,HORZ THRU PARA | 659.46 | EA | 0
LEKJ6JANARH | Canada | CAD | MOLD,CABLE TO BUS/LUG,HOR | 1255.97 | EA | 0
RDM53Y3 | Canada | CAD | MOLD,CABLE TO REBAR,HORZ | 844.84 | EA | 0
QF25 | United States | CAD | QUICKFILL GROUND | 64.51 | EA | 1
300PLUSF20 | Canada | CAD | CADWELD PLUS,#300,F20 | 72.28 | EA | 0
EL22A2D6 | Canada | CAD | COUPLER,LENTON,#7 TERMINA | 54.68 | EA | 0
LC20S2D | Canada | CAD | SLEEVE,S2 SERIES,20MM, | 76.96 | EA | 0
TWR107A3 | Canada | CAD | MOLD,BUS BAR,HORZ BUTTON | 376.08 | EA | 0
EPD100HZ120240S | Canada | CAD | ERICO PROTECTION DEVICE, | 2129.08 | EA | 0
LPC31938 | Canada | CAD | BASE,CU,OFFSET,3/8IN | 59.55 | EA | 0
GLCEE2W | Canada | CAD | MOLD,CABLE TO LUG,HORZ SP | 276.78 | EA | 0
CAHCA1G | Canada | CAD | MOLD,CABLE TO HORZ STL,HO | 168.64 | EA | 0
XACY3Y2 | Canada | CAD | MOLD,CABLE,HORZ X SAME PL | 276.78 | EA | 0
PB10SS2C | Canada | CAD | MOLD,CABLE,HORZ SPLICE | 199.84 | EA | 0
SBPAC3G | Canada | CAD | CONNECTOR,PLUG TRACK,#8 X | 8.65 | EA | 0
VBC3D | Canada | CAD | MOLD,CABLE TO VERT STL,VE | 276.78 | EA | 0
SBS3086S240WT | Canada | CAD | BOND,TEMPORARY SIGNAL,3/1 | 255.88 | EA | 0
LPA810S | Canada | CAD | HOLDER,CABLE,STAMPED,FING | 1.22 | EA | 0
595350 | Canada | CAD | RAIL,CLIP EM58SN8SH | 12.34 | EA | 0
XBC2C1V | Canada | CAD | MOLD,CABLE,HORZ X LAPPED | 276.78 | EA | 0
CAVSP2G | Canada | CAD | MOLD,CABLE TO VERT STL,45 | 304.14 | EA | 0
LU20DR16D | Canada | CAD | LENTON ULTIMATE,ANCHOR, | 12.06 | EA | 0
XLTAC2Q2G | Canada | CAD | MOLD,CABLE,HORZ TEE | 328.55 | EA | 0
NDR161Y1H | Canada | CAD | MOLD,CABLE TO GRD ROD,HOR | 376.08 | EA | 0
534056ABB05 | Canada | CAD | FLEXIBAR,ADV,6X100X1,ABB, | 437.32 | EA | 0
LPC245LST | Canada | CAD | POINT,CU,BLUNT,5/8IN X | 141.23 | EA | 0
VBC1VV3 | Canada | CAD | MOLD,CABLE TO VERT STL,VE | 276.78 | EA | 0
PB56HDXB2Q2Q | Canada | CAD | MOLD,CABLE,HORZ X LAPPED | 423.66 | EA | 0
ERICORE090U | Canada | CAD | DOWNCONDUCTOR,LIGHTNING, | 9999.99 | EA | 0
LPC619 | Canada | CAD | CONNECTOR,CU,UNIVERSAL | 129.49 | EA | 0
RJE572L | Canada | CAD | MOLD,CABLE TO REBAR,VERT | 775.14 | EA | 0
EL22P9N | Canada | CAD | COUPLER,LENTON,SOURCED,P9 | 75.53 | EA | 0
EL20CPPSW | Canada | CAD | LENTON,PLUG,PLASTIC,STEEL | 7.59 | EA | 0
RBHSB12065J | Canada | CAD | BASIN,POURING,#14 HORIZ. | 713.05 | EA | 0
EPDEM | Canada | CAD | MOLD,BUS BAR,VERT ELL TAP | 586.79 | EA | 0
SB04HX10002 | Canada | CAD | MOLD,STUD TO HORZ STL | 115.77 | EA | 0
VFR3D | Canada | CAD | MOLD,CABLE TO VERT STL,VE | 376.08 | EA | 0
SRF163N | Canada | CAD | SRF,N-SERIES,1PH,63A,240 | 3449.94 | EA | 0
595120 | Canada | CAD | RAILCLIP EM58C1214 | 1.25 | EA | 0
65F80 | Canada | CAD | WELD METAL,CADWELD,F80 | 21.96 | EA | 0
LPA248 | Canada | CAD | POINT,AL,5/8 X 48IN | 66.66 | EA | 0
EL22SAEDCF | Canada | CAD | COUPLER,LENTON,#7,EPOXY, | 48.28 | EA | 0
XBV3Q2QW | Canada | CAD | MOLD,CABLE,HORZ X LAPPED | 1320.41 | EA | 0
LPC232BST | Canada | CAD | POINT,CU,5/8X12IN,1/2THR | 25.75 | EA | 0
GT1162C | Canada | CAD | ONE-SHOT,CABLE TO GRD ROD | 33.77 | EA | 0
EL57TP9Q | Canada | CAD | COUPLER,LENTON,POSITION, | 311.63 | EA | 0
LJCPALY6 | Canada | CAD | MOLD,CABLE TO BUS/LUG,HOR | 276.78 | EA | 0
TAD3Q4L | Canada | CAD | MOLD,CABLE,HORZ TEE | 586.79 | EA | 0
EGBA142120JJ | Canada | CAD | BAR,GRD BUS,1/4 X 2 X 120 | 1150.5 | EA | 0
DT135030R | Canada | CAD | DIVERTER,TYPE 1, 350V, 30 | 547.91 | EA | 0
LPC55314 | Canada | CAD | BASE,STAMPED,AND CAP ASSE | 36.23 | EA | 0
TACY3W3 | Canada | CAD | MOLD,CABLE,HORZ TEE | 276.78 | EA | 0
CWP12SHE | Canada | CAD | CLAMP,WATER PIPE,BRZ,W/CU | 14.68 | EA | 0
534058GE05 | Canada | CAD | FLEXIBAR,ADV,10X100X1,GE | 2233.11 | EA | 0
EGBA14212BD | Canada | CAD | BAR,GRD BUS,1/4 X 2 X 12 | 132.6 | EA | 0
LU43TMT12D | Canada | CAD | LENTON ULTIMATE,MALE, | 46.79 | EA | 0
549526 | Canada | CAD | HARDWARE,KIT,BAGGED,CABS | 102.8 | EA | 0
RB45SC23075RHJ | Canada | CAD | BASIN,POURING,#14 45 DEG | 1068.15 | EA | 0
LPP667 | Canada | CAD | PLATE,WELDING,MILD STEEL | 128.35 | EA | 0
XBMY4Y4 | Canada | CAD | MOLD,CABLE,HORZ X LAPPED | 844.84 | EA | 0
EGBA14442CB | Canada | CAD | BAR,GRD BUS,1/4 X 4 X 42 | 635.7 | EA | 0
T369 | Canada | CAD | GREASE,NO OXIDE,1 OZ | 7.41 | EA | 0
534044 | Canada | CAD | FLEX ADV2MTC 4X63X1 | 553.87 | EA | 0
A927J036 | Canada | CAD | SCREW,MACHINE,10-24X3/8,S | 0.39 | EA | 0
CAVST1K | Canada | CAD | MOLD,CABLE TO VERT STL,45 | 269.61 | EA | 0
EGBB14230EET | Canada | CAD | BAR,ASSY,GRD,1/4 X 2 X 30 | 369.2 | EA | 0
EGBA38424BBT | Canada | CAD | BUSBAR,GRD,CU,3/8X4X24,BB | 318.64 | EA | 0
RBW341DC | Canada | CAD | FRAME,VERTICAL,POURING | 889.03 | EA | 0
TCR2L2G | Canada | CAD | MOLD,CABLE,VERT TEE HORZ | 325.43 | EA | 0
TDS11002SR560 | Canada | CAD | DIVERTER, TD, 560V, 100KA | 319.16 | EA | 0
558102ADV | Canada | CAD | IBSB ADV 120-130-10 | 23.14 | EA | 0
GYE182QM | Canada | CAD | MOLD,CABLE TO GRD ROD,VER | 561.05 | EA | 0
CAGRP162G | Canada | CAD | MOLD,CABLE TO GRD ROD,VER | 304.2 | EA | 0
557330 | Canada | CAD | BRAID,FLAT,30X4,CU,300AMP | 36.53 | MR | 0
EGBA14412LLT | Canada | CAD | BAR,GRD BUS,1/4 X 4 X 12 | 226.2 | EA | 0
TDX200S120/240D | Canada | CAD | PROTECTOR,SURGE,TDX200S,3 | 3240.93 | EA | 0
557350SEPC01 | Canada | CAD | BRAID,CU,TINNED,CUSTOM,1. | 175.63 | EA | 0
SSD4Y4L | Canada | CAD | MOLD,CABLE,HORZ SPLICE | 586.79 | EA | 0
SBK062 | Canada | CAD | RISER KIT,BOOTLEG,18IN | 168.19 | EA | 0
PB53RX4Y150BRH | Canada | CAD | MOLD,CABLE TO RAIL,HORZ T | 476.13 | EA | 0
TACY8W3 | Canada | CAD | MOLD,CABLE,HORZ TEE | 276.78 | EA | 0
VNC1VRH1.25 | Canada | CAD | MOLD,CABLE TO VERT STL,HO | 276.78 | EA | 0
534040ERM04 | United States | CAD | FLEXIBAR,ADV,6X50X1MM,ERM | 392.47 | EA | 1
CR34SS | Canada | CAD | COUPLER,GRD ROD,SS304 | 80.33 | EA | 0
ECRE202G4U | Canada | CAD | GROUND ROD,ASSY,KIT,EXTEN | 4001.61 | EA | 0
LREEG2Q | Canada | CAD | 4OLD,CABLE TO BUS,VERT TE | 775.14 | EA | 0
TCR2G2G | Canada | CAD | MOLD,CABLE,VERT TEE HORZ | 376.08 | EA | 0
SBM275E | Canada | CAD | FRAME ASSY,WELDER,T7 | 172.38 | EA | 0
559688 | Canada | CAD | INS,2-1/2,1/2-13 X 5/8 | 7.03 | EA | 0
PCLB159.2 | Canada | CAD | PYRAMID, LOCKHEED, B159 | 15271.67 | EA | 0
VNC1VRH | Canada | CAD | MOLD,CABLE TO VERT STL,HO | 276.78 | EA | 0
534027VRT05 | Canada | CAD | FLEXIBAR,ADV,6X32X1,VRT | 105.05 | EA | 0
SB10PC1K1G | Canada | CAD | MOLD,CABLE, HORZ TAP PARA | 176.14 | EA | 0
LPS2942F5F | Canada | CAD | ADAPTER,SS,COUPLING,1/2IN | 30.13 | EA | 0
TAC9F9J | Canada | CAD | MOLD,CABLE,HORZ TEE | 276.78 | EA | 0
505638 | Canada | CAD | BUSBAR,CU,SPECIAL,GEXPR0 | 190.59 | EA | 0
GTP181LM | Canada | CAD | MOLD,CABLE TO GRD ROD,VER | 205.88 | EA | 0
EPGC1448X8FL | Canada | CAD | PERIMETER,GRD,90DEG FLAT | 189.75 | EA | 0
BBCCG | Canada | CAD | MOLD,BUS BAR,HORZ SPLICE | 276.78 | EA | 0
SRGBG078 | Canada | CAD | SRG,CU STRIP,2INX20GAUGE, | 6538.26 | EA | 0
GRC169B | Canada | CAD | MOLD,CABLE TO GRD ROD,VER | 276.78 | EA | 0
534019AME05 | Canada | CAD | FLEXIBAR,ADV,5X24X1,AME | 101.56 | EA | 0
623400 | Canada | CAD | ROD,GRD,CONICAL PT, | 54.86 | EA | 0
EL25CFFW | Canada | CAD | LENTON,FORM SAVER,W/STEEL | 6.23 | EA | 0
ERICORE047U | Canada | CAD | DOWNCONDUCTOR,LIGHTNING | 8015.67 | EA | 0
SBB200CRH | Canada | CAD | MOLD,WEB SIGNAL BOND,3/16 | 112.15 | EA | 0
534526 | Canada | CAD | IBS ADV 240-330-12 | 177.61 | EA | 0
T320 | Canada | CAD | IGNITOR,FLINT | 23.67 | EA | 0
DQC122V | Canada | CAD | MOLD,CABLE TO GRD ROD,HOR | 276.78 | EA | 0
FJ2G180 | Canada | CAD | JUMPER,SWAGED,2/0 CONC | 306.68 | EA | 0
PCC1Y1E | Canada | CAD | MOLD,CABLE, HORZ TAP PARA | 276.78 | EA | 0
SES200240D | Canada | CAD | PROTECTOR,SURGE,240V DELT | 6392.88 | EA | 0
PCC2C1D | Canada | CAD | MOLD,CABLE, HORZ TAP PARA | 276.78 | EA | 0
K158A | Canada | CAD | TOOL,KIT,MISC REPLACEMENT | 80.68 | EA | 0
CMC16EH | Canada | CAD | MOLD,BUS TO GRD ROD,VERT | 276.78 | EA | 0
CAHBA1L24 | Canada | CAD | MOLD,CABLE TO HORZ CAST I | 168.64 | EA | 0
GYE18Y6 | Canada | CAD | MOLD,CABLE TO GRD ROD,VER | 775.14 | EA | 0
CAHCAW3 | Canada | CAD | MOLD,CABLE TO HORZ STL,HO | 168.64 | EA | 0
PB10GT18T2 | Canada | CAD | MOLD,CABLE TO GRD ROD,VER | 199.84 | EA | 0
EGBA14420RR | Canada | CAD | BAR,ASSY,GRD BUS,1/4 X 4 | 309.4 | EA | 0
HDTAC2V2G | Canada | CAD | MOLD,CABLE,HORZ TEE | 276.78 | EA | 0
A927R010 | Canada | CAD | SCREW,FLANGE,HEAD,1/4-20 | 1.73 | EA | 0
B30156 | Canada | CAD | MOLD,COVER,GRAPHITE | 52.57 | EA | 0
ZCCSS21 | Canada | CAD | MOLD,CABLE,NO BUILD-UP | 220.32 | EA | 0
LPC225 | Canada | CAD | POINT,CU,1/2IN X 24IN | 123.92 | EA | 0
EL20A2N | Canada | CAD | COUPLER,LENTON,SOURCED,A2 | 16.84 | EA | 0
SVRY8Y2 | Canada | CAD | MOLD,CABLE,VERT SPLICE | 376.08 | EA | 0
SBA150108A078 | Canada | CAD | CLIP ASSY,RAIL,A=9.38, C= | 43.02 | EA | 0
TAC2C2Q | Canada | CAD | MOLD,CABLE,HORZ TEE | 276.78 | EA | 0
HDLAC9FGG | Canada | CAD | MOLD,CABLE TO BUS/LUG,HOR | 276.78 | EA | 0
127050015CT | Canada | CAD | SHIELD,INSULATION,360COLD | 68.21 | EA | 0
PSD4L | Canada | CAD | MOLD,CABLE,PULL SPLICE | 586.79 | EA | 0
TAC9C2G | Canada | CAD | MOLD,CABLE,HORZ TEE | 276.78 | EA | 0
563614 | Canada | CAD | BRAID,SHUNT,INSULATED, | 10.54 | EA | 0
ER33000SS | Canada | CAD | MAST,STEEL,STAINLESS 3M - | 865.36 | EA | 0
RDM522QW | Canada | CAD | MOLD,CABLE TO REBAR,HORZ | 897.26 | EA | 0
ELOIL55 | Canada | CAD | OIL,LENTON CUTTING,55 GAL | 3230.03 | EA | 0
685850CE01 | Canada | CAD | GROUND ROD,SS,304,POINTED | 191.89 | EA | 0
B532D2Q48 | Canada | CAD | JUMPER,ASSY,4/0 CONC 48 I | 289.17 | EA | 0
EL28A2SSN | Canada | CAD | COUPLER,LENTON STANDARD,# | 167.14 | EA | 0
534049 | Canada | CAD | FLEX ADV2MTC 4X80X1 | 664.79 | EA | 0
GFC16002 | Canada | CAD | MOLD,CABLE TO GRD ROD,HOR | 276.78 | EA | 0
UTBTM | Canada | CAD | BARRIER,TRANSIENT,UNIVERS | 153.14 | EA | 0
563603 | Canada | CAD | BRAID,SHUNT,INSULATED, | 10.1 | EA | 0
EGBC14307NN | Canada | CAD | BAR,GRD BUS,1/4 X 3 X 07 | 81.9 | EA | 0
T329B | Canada | CAD | FILE,HANDLE,#2 | 14.27 | EA | 0
PTD3Q9K | Canada | CAD | MOLD,CABLE, HORZ THRU PAR | 586.79 | EA | 0
CCL04A | Canada | CAD | CLIP, COMPOSITE CABLE, | 1.92 | EA | 0
25F80 | Canada | CAD | WELD METAL,CADWELD,F80 | 12.36 | EA | 0
LPC122100M | Canada | CAD | CABLE,CU,SMOOTH WEAVE, | 19.31 | MR | 0
534034ARZ32 | Canada | CAD | FLEXIBAR,ADV,6X40X1MM,ARZ | 419 | EA | 0
PB10GR181V | Canada | CAD | MOLD,CABLE TO GRD ROD,VER | 199.84 | EA | 0
GQR2Q001 | Canada | CAD | MOLD,CABLE TO GRD ROD,VER | 376.08 | EA | 0
B1142GRR | Canada | CAD | WELD,SECT,RR | 249.44 | EA | 0
SBG100BAT18V | Canada | CAD | BATTERY,PACK,SBG100,DEWAL | 289.47 | EA | 0
534013EA01 | Canada | CAD | FLEXIBAR,ADV,5X20X1,EA | 162.32 | EA | 0
HAC1V012 | Canada | CAD | MOLD,CABLE TO HORZ STL,HO | 276.78 | EA | 0
GTC169F | Canada | CAD | MOLD,CABLE TO GRD ROD,VER | 276.78 | EA | 0
B540A841 | Canada | CAD | BUSBAR,ASSY,3/8X6X16,CU, | 329.78 | EA | 0
FLXPABB0032 | Canada | CAD | FLEXIBAR,ADV,4X80X1,ABB | 232.64 | EA | 0
510310 | Canada | CAD | BRAID,FLAT,TINNED,TPCEI25 | 61.67 | MR | 0
LPC2813F3F | Canada | CAD | ADAPTER,CU,SWIVEL,3/8IN | 68.6 | EA | 0
LECT2CAJ | Canada | CAD | MOLD,CABLE TO BUS/LUG,HOR | 276.78 | EA | 0
548700 | Canada | CAD | INSULATOR,BUSBAR,ISO TP | 2.73 | EA | 0
5015200 | Canada | CAD | ORGO-THERMIT REACTION | 578.12 | EA | 0
EGBA38248EE | Canada | CAD | BAR,GRD BUS,3/8 X 2 X 48 | 503.1 | EA | 0
505612 | Canada | CAD | BUSBAR,SPECIAL,1/8X1X11-1 | 41.78 | EA | 0
508031 | Canada | CAD | BRAID,FLEXIBLE, | 636.91 | EA | 0
PGC2G1V | Canada | CAD | MOLD,CABLE,HORZ THRU PARA | 276.78 | EA | 0
SSC9FW | Canada | CAD | MOLD,CABLE,HORZ SPLICE | 329.2 | EA | 0
SBTBJ3312 | Canada | CAD | BOND,JUMPER,3/16 & 3/4 TA | 10.7 | EA | 0
SBNT1181L | Canada | CAD | ONE-SHOT,CABLE TO GRD ROD | 23.99 | EA | 0
SBXSS3348 | Canada | CAD | BOND,JUMPER,3/16 & 3/4 XS | 18.89 | EA | 0
EL12PFFN | Canada | CAD | FORMSAVER,PARALLEL, | 5.33 | EA | 0
563800 | Canada | CAD | BLOCK,DISTRIBUTION,MULTI | 30.37 | EA | 0
PVT21000R | Canada | CAD | PV TYPE 2, 1000VDC | 234.26 | EA | 0
TAC2Q8N | Canada | CAD | MOLD,CABLE,HORZ TEE | 276.78 | EA | 0
PB10PC2Q2Q | Canada | CAD | MOLD,CABLE,HORZ TAP PARAL | 199.84 | EA | 0
PB53DFEH001LH | Canada | CAD | MOLD,BUS TO VERT STL,HORZ | 659.46 | EA | 0
EL25C3SL050Q | Canada | CAD | COUPLER,LENTON,WELDABLE, | 118.78 | EA | 0
VFC1VV8C | Canada | CAD | MOLD,CABLE TO VERT STL,VE | 276.78 | EA | 0
534020SER02 | Canada | CAD | FLEXIBAR,ADV,6X24X1MM,SER | 110.23 | EA | 0
XBV3Q2Q | Canada | CAD | MOLD,CABLE,HORZ X LAPPED | 1215.58 | EA | 0
534041PHM13 | Canada | CAD | FLEXIBAR,ADV,8X50X1MM,PHM | 263.69 | EA | 0
CAHAAAF | Canada | CAD | MOLD,CABLE TO HORZ STL,HO | 173.55 | EA | 0
PBWY4001 | Canada | CAD | MOLD,RAIL,CABLE HORZ TO | 181.84 | EA | 0
550190 | Canada | CAD | BUSBAR,THREADED,CU,12X4X2 | 142.31 | EA | 0
SS21SR | Canada | CAD | MOLD,HV CABLE SPLICE,HORZ | 1082.69 | EA | 0
633480PP01 | Canada | CAD | ROD,GRD,3/4X8,SEC,CU BOND | 82.16 | EA | 0
LPLC401 | Canada | CAD | CABLE,CU,LEAD COVERED,CON | 54.86 | EA | 0
534437 | Canada | CAD | IBSB ADV 185-530-10-12 | 115.32 | EA | 0
B548A02 | Canada | CAD | BRACKET,KIT,& INSULATOR | 18.62 | EA | 0
534026SE07 | Canada | CAD | FLEXIBAR,ADV,5X32X1MM,SE, | 437.78 | EA | 0
PB13ST2Q40ASRH | Canada | CAD | MOLD,CABLE TO RAIL,HORZ T | 271.52 | EA | 0
534428 | Canada | CAD | IBSB ADV 120-230-10 | 44.12 | EA | 0
534047GE04 | Canada | CAD | FLEXIBAR,ADV,8X63X1,GE | 441.35 | EA | 0
534001 | Canada | CAD | FLEX ADV2MTC 3X9X0,8 | 79.39 | EA | 0
XACY2Y2 | Canada | CAD | MOLD,CABLE,HORZ X SAME PL | 276.78 | EA | 0
557210 | Canada | CAD | BRAID,CU,TINNED, 25 M LG, | 5.77 | MR | 0
SBNT1161L | Canada | CAD | ONE-SHOT,CABLE TO GRD ROD | 30.98 | EA | 0
LEKJ6JANALH | Canada | CAD | MOLD,CABLE TO BUS/LUG,HOR | 1255.97 | EA | 0
634400UM01 | Canada | CAD | ROD,GRD,1X10,SECT,CU BOND | 460.2 | EA | 0
559695 | Canada | CAD | INS,3-1/4,1/2-13 X 5/8 | 10.23 | EA | 0
534034GE33 | Canada | CAD | FLEXIBAR,ADV,6X40X1MM,GE, | 182.3 | EA | 0
SBB364G2 | Canada | CAD | SUPPORT,FINISHED,OUTBOARD | 180.91 | EA | 0
GTC182L | Canada | CAD | MOLD,CABLE TO GRD ROD,VER | 276.78 | EA | 0
VSC1TV3C | Canada | CAD | MOLD,CABLE TO VERT STL,45 | 276.78 | EA | 0
GTC18S7 | Canada | CAD | MOLD,CABLE TO GRD ROD,VER | 276.78 | EA | 0
534036CR03 | Canada | CAD | FLEXIBAR,ADV,10X40X1MM,CR | 233.94 | EA | 0
LPC209BST54 | Canada | CAD | POINT,CU,BLUNT BARE,3/8IN | 80.3 | EA | 0
PSD6H | Canada | CAD | MOLD,CABLE,PULL SPLICE | 586.79 | EA | 0
EL32CIPP | Canada | CAD | PROTECTOR,THREAD,INTERNAL | 0.94 | EA | 0
715370 | Canada | CAD | DEVICE,TENSION,BSK-2 | 2317.21 | EA | 0
561580 | Canada | CAD | METAL SPACER M4 X 20 | 0.85 | EA | 0
TAC2G1G | Canada | CAD | MOLD,CABLE,HORZ TEE | 276.78 | EA | 0
SBTBJ3316 | Canada | CAD | BOND,JUMPER,3/16 & 3/4 TA | 14.07 | EA | 0
PB70PG001 | Canada | CAD | MOLD,CABLE,HORZ THRU PARA | 476.13 | EA | 0
TAC9J9B | Canada | CAD | MOLD,CABLE,HORZ TEE | 276.78 | EA | 0
DSD140M275 | Canada | CAD | MODULE, DSD, 275V, 40KA | 77.04 | EA | 0
EGBA14424QQT | Canada | CAD | BAR,GRD BUS,1/4 X 4 X 24 | 429 | EA | 0
GT1161LPLUS | Canada | CAD | ONE-SHOT,CABLE TO GRD ROD | 28.41 | EA | 0
RDH541H | Canada | CAD | MOLD,CABLE TO REBAR,HORZ | 484.97 | EA | 0
RBT10911H | Canada | CAD | SPLICE,KIT,#10 -1 CADWE | 246.26 | EA | 0
A929H002 | Canada | CAD | WASHER,SEALING,1/4 NEOPRE | 7.11 | EA | 0
A929B004 | Canada | CAD | WASHER,HELICAL LOCK,1/4, | 0.01 | EA | 0
RTC52Y5 | Canada | CAD | MOLD,CABLE TO REBAR,HORZ | 276.78 | EA | 0
556769B | Canada | CAD | BRAID,CU,35MM2,BLK | 3.84 | EA | 0
CAHAAW3A | Canada | CAD | MOLD,CABLE TO HORZ STL,HO | 168.64 | EA | 0
ALUM5M | Canada | CAD | MAST,SUPPORT,5M ALUMINUM | 958.78 | EA | 0
EGBA14612QQ | Canada | CAD | BAR,GRD BUS,1/4 X 6 X 12 | 390.21 | EA | 0
A811G20F50 | Canada | CAD | STOCK,BAR,CU,20GA X 4 IN | 1397.57 | EA | 0
HDGBF18W | Canada | CAD | MOLD,GRD ROD,TO ROD/RECEP | 685.67 | EA | 0
GTCP190Y6 | Canada | CAD | 1,1D,CABLE TO GRD ROD,VER | 276.78 | EA | 0
LC16S2ESD | Canada | CAD | SLEEVE,S2 SERIES,EPOXY | 89.87 | EA | 0
PB10PC9C1V | Canada | CAD | MOLD,CABLE,HORZ TAP PARAL | 271.52 | EA | 0
ISOMMB50 | Canada | CAD | BRACKET,ISOLATED,DOWNCOND | 62.92 | EA | 0
LQJEH2G | Canada | CAD | MOLD,CABLE TO BUS/LUG,VER | 1147.17 | EA | 0
PTC9E2Q | Canada | CAD | MOLD,CABLE, HORZ THRU PAR | 276.78 | EA | 0
CAHCA2CD | Canada | CAD | MOLD,CABLE TO HORZ STL,HO | 168.64 | EA | 0
PCC2L1E | Canada | CAD | MOLD,CABLE,HORZ TAP PARAL | 276.78 | EA | 0
EGBA14212BB | Canada | CAD | BAR,GRD BUS,1/4 X 2 X 12 | 132.6 | EA | 0
TAC3A9H | Canada | CAD | MOLD,CABLE,HORZ TEE | 276.78 | EA | 0
TAC3A1T | Canada | CAD | MOLD,CABLE,HORZ TEE | 276.78 | EA | 0
RBM2748100D | Canada | CAD | FITTING,CADWELD,#8/#9 END | 198.26 | EA | 0
VSC8D | Canada | CAD | MOLD,CABLE TO VERT STL,45 | 276.78 | EA | 0
SSCSE | Canada | CAD | MOLD,CABLE,HORZ SPLICE | 276.78 | EA | 0
SSC2Q2L | Canada | CAD | MOLD,CABLE,HORZ SPLICE | 276.78 | EA | 0
B102EH | Canada | CAD | LUG,CU,1/4 X 2 W/2-9/16 H | 60.5 | EA | 0
HSC1L001 | Canada | CAD | MOLD,CABLE TO HORZ STL,HO | 276.78 | EA | 0
EGBA14418GG | Canada | CAD | BAR,GRD BUS,1/4 X 4 X 18 | 280.8 | EA | 0
TAC4L2G | Canada | CAD | MOLD,CABLE,HORZ TEE | 276.78 | EA | 0
RBT7101B | Canada | CAD | MATERIAL,FILLER,#7 T-SERI | 41.59 | EA | 0
RBWS1547E | Canada | CAD | BASIN,POURING,#10 STD. HO | 333.18 | EA | 0
A934A013 | Canada | CAD | TAPE,ELECTRICAL,SEMI-COND | 55.39 | EA | 0
B3365 | Canada | CAD | PLATE,COVER,WHEEL GUARD, | 54.09 | EA | 0
VBCS5 | Canada | CAD | MOLD,CABLE TO VERT STL,VE | 276.78 | EA | 0
FC076 | Canada | CAD | CLAMP, FENCE 2 IPS | 73.54 | EA | 0
RRC532V | Canada | CAD | MOLD,CABLE TO REBAR,HORZ | 276.78 | EA | 0
TAC2L1Y | Canada | CAD | MOLD,CABLE,HORZ TEE | 276.78 | EA | 0
HSC2Q1 | Canada | CAD | MOLD,CABLE TO HORZ STL,HO | 276.78 | EA | 0
534040PY02 | Canada | CAD | FLEXIBAR,ADV,6X50X1MM,PY, | 273.78 | EA | 0
EGBA14214BDT | Canada | CAD | BUSBAR,GRD,CU,1/4X2X14,BD | 187.2 | EA | 0
LPC481SHP | Canada | CAD | BASE,TERMINAL,AIR,CAST | 15.09 | EA | 0
S2713 | Canada | CAD | MOLD,CLIP,3 IN | 2.13 | EA | 0
557800 | Canada | CAD | RAIL,DIN,2M LG,7.5MM HIGH | 9.49 | EA | 0
615889SP01 | Canada | CAD | ROD,GRD,5/8,CU PLATED,10 | 89.47 | EA | 0
FJ2Q120 | Canada | CAD | JUMPER,SWAGED,4/0 CONC 12 | 318.76 | EA | 0
LPA223ST | Canada | CAD | POINT,AL,BLUNT,1/2 X 15IN | 10.84 | EA | 0
B540C456T | Canada | CAD | STRIP,BUS,DETAIL,1/16X2X7 | 99.53 | EA | 0
EL3220A2 | Canada | CAD | COUPLER,LENTON,#10-#6 | 74.34 | EA | 0
ECM300 | Canada | CAD | CONNECTOR,LUG,CU,OFFSET T | 41.67 | EA | 0
LPA263 | Canada | CAD | POINT,AL,TUBULAR,5/8X15IN | 108.28 | EA | 0
LJCEGS7 | Canada | CAD | MOLD,CABLE TO BUS/LUG,HOR | 276.78 | EA | 0
534022LAM11 | Canada | CAD | FLEXIBAR,ADV,10X24X1,LAM, | 100.76 | EA | 0
B548A62 | Canada | CAD | MOUNTING,KIT,1/4-3/8X1-2W | 13.64 | EA | 0
CAHEA1H6 | Canada | CAD | MOLD,CABLE TO HORZ CAST | 168.64 | EA | 0
OMG40P3P | Canada | CAD | OMEGA LEXAN, SES40P, 3PH | 10.32 | EA | 0
C262G | Canada | CAD | STUD,LUG POSTION ASSY | 158.12 | EA | 0
VNC1LLH | Canada | CAD | MOLD,CABLE TO VERT STL,HO | 276.78 | EA | 0
PBW12J48 | Canada | CAD | BOND KIT,JOINT,2/0 RLAY W | 95.39 | EA | 0
615850SG01 | Canada | CAD | ROD,GRD,5/8X5,CU BONDED | 16.02 | EA | 0
LPC33312 | Canada | CAD | BASE,TERMINAL,AIR MOUNT P | 53.79 | EA | 0
LPA858 | Canada | CAD | CLAMP,AL,CABLE,COMBIN. | 16.17 | EA | 0
EDT248010R | Canada | CAD | ENHANCED TYPE 2, 480V, 10 | 108.97 | EA | 0
SBHFT6A | Canada | CAD | WELDER,BOND,3/16X6 1/2 HF | 530.19 | EA | 0
PTCY7Y6 | Canada | CAD | MOLD,CABLE,HORZ THRU PARA | 276.78 | EA | 0
XLPTC2Q2Q | Canada | CAD | MOLD,CABLE,HORZ THRU PARA | 929.6 | EA | 0
LJCEG2L | Canada | CAD | MOLD,CABLE TO BUS/LUG,HOR | 276.78 | EA | 0
534001LAM07 | Canada | CAD | FLEXIBAR,ADV,3X9X0.8,LAM, | 94.85 | EA | 0
CAVHT1G14 | Canada | CAD | MOLD,CABLE,TO VERT CAST I | 269.61 | EA | 0
M12H0106HD | Canada | CAD | 1 X 18IN HDG SLOTTED CHAN | 11960 | EA | 0
508100 | Canada | CAD | BRACKET,SUPPORT,CABS, | 56.8 | EA | 0
PB10SS4K | Canada | CAD | MOLD,CABLE,HORZ SPLICE | 271.52 | EA | 0
534053PDI14 | Canada | CAD | FLEXIBAR,ADV,10X80X1,PDI | 964.26 | EA | 0
RHH562Q | Canada | CAD | MOLD,CABLE TO REBAR,HORZ | 484.97 | EA | 0
LPC31912 | Canada | CAD | BASE,BOLTED,VERT OFFSET, | 59.55 | EA | 0
VTC2G6 | Canada | CAD | MOLD,CABLE TO VERT STL,HO | 276.78 | EA | 0
SSC1L | Canada | CAD | MOLD,CABLE,HORZ SPLICE | 276.78 | EA | 0
C3097 | Canada | CAD | SUPPORT,MAIN,AL,SBG150 | 463.23 | EA | 0
TAC9E2QW | Canada | CAD | MOLD,CABLE,HORZ TEE | 355.41 | EA | 0
SST1G | Canada | CAD | MOLD,CABLE,HORZ SPLICE | 269.61 | EA | 0
LPC671 | Canada | CAD | STRAP,CU,CABLE TO PIPE | 125.09 | EA | 0
SSPD1P1M550 | Canada | CAD | SSPD, SINGLE PHASE, | 282.69 | EA | 0
534058GE04A | Canada | CAD | FLEXIBAR,ADV,10X100X1,GE | 1208.57 | EA | 0
EGBA14618AA | Canada | CAD | BAR,ASSY,GRD,BUS,1/4 X 6 | 354.28 | EA | 0
HTC2G4 | Canada | CAD | MOLD,CABLE TO HORZ STL,HO | 276.78 | EA | 0
XLHCA1V | Canada | CAD | MOLD,CABLE TO HORZ STL,HO | 171.96 | EA | 0
EL25D6SA0900 | Canada | CAD | COUPLER,LENTON,SA HEAD, | 139.31 | EA | 0
SBAB18COCD2SS | Canada | CAD | CLIP RAIL ASSY,CONCRETE | 17.21 | EA | 0
PB53RX4Y150BLH | Canada | CAD | MOLD,CABLE TO RAIL,HORZ T | 476.13 | EA | 0
CATCANIO4PJ | Canada | CAD | HANGER,CABLE,J-HOOK TREE | 54.31 | EA | 0
ZZLPSERVICE | Canada | CAD | MISC CHARGE LIGHTNING | 60.45 | EA | 0
EGBA14224GGT | Canada | CAD | BAR,ASSY,GRD,BUS,1/4 X 2 | 304.2 | EA | 0
SSPD2P1M150 | Canada | CAD | SSPD, TWO PHASE, | 481.6 | EA | 0
EGBA38418BB | Canada | CAD | BAR,GRD BUS,3/8 X 4 X 18 | 304.2 | EA | 0
VSC3QV20 | Canada | CAD | MOLD,CABLE TO VERT STL,45 | 276.78 | EA | 0
CASST1V002 | Canada | CAD | MOLD,CABLE,HORZ SPLICE | 269.61 | EA | 0
VSC2VW | Canada | CAD | MOLD,CABLE TO VERT STL,45 | 302.99 | EA | 0
EDT215011R | Canada | CAD | ENHANCED TYPE 2, 150V,11 | 274.39 | EA | 0
DT235040R | Canada | CAD | TYPE 2, 350V, 4 0 | 373.83 | EA | 0
534028 | Canada | CAD | FLEX ADV2MTC 8X32X1 | 382.33 | EA | 0
VNC1HRH | Canada | CAD | MOLD,CABLE TO VERT STL,HO | 276.78 | EA | 0
534036GE03 | Canada | CAD | FLEXIBAR,ADV,10X40X1MM,GE | 389.05 | EA | 0
RBT78101H | Canada | CAD | SPLICE,KIT,#7/#8 CADWELD | 219.65 | EA | 0
PB26XB2V2V | Canada | CAD | MOLD,CABLE,HORZ X LAPPED | 677.82 | EA | 0
TACY9Y2 | Canada | CAD | MOLD,CABLE,HORZ TEE | 276.78 | EA | 0
BMDFAMFAM | Canada | CAD | MOLD,BUS BAR,HORZ TEE BAR | 586.79 | EA | 0
LPC535 | Canada | CAD | PLATE,CU,STAMPED,CURVED | 35.98 | EA | 0
PB13ST1VRH | Canada | CAD | MOLD,CABLE TO RAIL,HORZ T | 271.52 | EA | 0
FLXPKOM0012 | Canada | CAD | FLEXIBAR,ADV,3X40X1MM,KOM | 262.166 | EA | 0
S429F2E16 | Canada | CAD | SLEEVE,CU,FLARED,1/0 RLAY | 3.59 | EA | 0
B22101 | Canada | CAD | CRUCIBLE/FRAME,ASSY | 1500.58 | EA | 0
HDPHJY6Y6 | Canada | CAD | MOLD,CABLE, VERT THRU PAR | 1147.17 | EA | 0
EGBF14416LL | Canada | CAD | BUSBAR,GRD,CU,1/4X4X16,LL | 330.2 | EA | 0
LPC661CTO | Canada | CAD | ROD,CU,THREADED,3/8IN DIA | 7.55 | EA | 0
PBC2WLHM | Canada | CAD | MOLD,C BOND,250KCM RLAY,L | 199.84 | EA | 0
LPA2932M2M | Canada | CAD | ADAPTER,AL,COUPL.,1/2IN | 22.54 | EA | 0
EL32P9SS | Canada | CAD | COUPLER,LENTON POSITION, | 567.18 | EA | 0
RBW34311 | Canada | CAD | BRUSH,CLEANING,#11 | 1525.03 | EA | 0
MBA22CCL | Canada | CAD | MOLD,BLANK,3 X 3 X 7 1/2 | 258.45 | EA | 0
C11018C | Canada | CAD | FRAME,SUBASSY,1/8X4X8 1/8 | 121.38 | EA | 0
TDX200M480D | Canada | CAD | PROTECTOR,SURGE,TDX200M,3 | 3241.78 | EA | 0
RJE571H | Canada | CAD | MOLD,CABLE TO REBAR,VERT | 775.14 | EA | 0
VVR2CV3C | Canada | CAD | MOLD,CABLE TO VERT STL,VE | 376.08 | EA | 0
534056RW20 | Canada | CAD | FLEXIBAR,ADV,6X100X1MM,RW | 426.78 | EA | 0
LU57TDR16D | Canada | CAD | LENTON ULTIMATE,ANCHOR, | 140 | EA | 0
VGCY5 | Canada | CAD | MOLD,CABLE TO VERT STL,HO | 276.78 | EA | 0
554365 | Canada | CAD | BRAID,EARTH,SS,70MM2,CPI | 28.77 | EA | 0
PB80QT3Q003 | Canada | CAD | MOLD,CABLE TO RAIL,HORZ T | 906.82 | EA | 0
534034PHM04 | Canada | CAD | FLEXIBAR,ADV,6X40X1MM,PHM | 236.47 | EA | 0
EL3628A2 | Canada | CAD | COUPLER,LENTON STANDARD,# | 72.31 | EA | 0
LPA671 | Canada | CAD | STRAP,AL,CABLE TO PIPE | 57.38 | EA | 0
508008 | Canada | CAD | BRAID,FLEXIBLE, | 793.29 | EA | 0
CAHEA1V12 | Canada | CAD | MOLD,CABLE,TO HORZ CAST I | 168.64 | EA | 0
534039ABB04 | Canada | CAD | FLEXIBAR,ADV,5X50X1,ABB | 139.65 | EA | 0
FLXPABB0056 | Canada | CAD | FLEXIBAR,ADV,6X100X1,ABB | 380.52 | EA | 0
VTD3QHQ | Canada | CAD | MOLD,CABLE TO VERT STL,HO | 586.79 | EA | 0
B295X51Z65 | Canada | CAD | LABEL,ADHESIVE,TYPE 2 | 111.84 | EA | 0
GYE181VM | Canada | CAD | MOLD,CABLE TO GRD ROD,VER | 561.05 | EA | 0
BQKEMEM | Canada | CAD | MOLD,BUS BAR,VERT TEE TAP | 1255.97 | EA | 0
508141 | Canada | CAD | BOOT, FLEXBUS, | 258.19 | EA | 0
LPA34912 | Canada | CAD | BASE,AL,POINT,1/2X3X7-3/4 | 358.11 | EA | 0
XLVTC2QW | Canada | CAD | MOLD,CABLE TO VERT STL,HO | 380.97 | EA | 0
SBS8TCINS664 | Canada | CAD | BOND STRAND,INSUL,S8 TINN | 3.2 | EA | 0
CDMV01 | Canada | CAD | MOLD,GRAPHITE,MULTI,VERT | 581.78 | EA | 0
RBT911101B | Canada | CAD | MATERIAL,FILLER,#9/#11 T- | 67.76 | EA | 0
PBCFH5A9 | Canada | CAD | BOND,WELDED JOINT,SPECIAL | 127.67 | EA | 0
B295X51Z73 | Canada | CAD | LABEL,ADHESIVE,TYPE 2 | 111.84 | EA | 0
SSC3X | Canada | CAD | MOLD,CABLE,HORZ SPLICE | 276.78 | EA | 0
GMR183Q | Canada | CAD | MOLD,CABLE TO GRD ROD,VER | 376.08 | EA | 0
S3555 | Canada | CAD | RIVET,SEMITUBULAR.250X.25 | 0.1 | EA | 0
PBK112 | Canada | CAD | KIT,BOND,POWER | 78.05 | EA | 0
RBT6101A | Canada | CAD | SLEEVE,CADWELD,#6 T-SERIE | 66.21 | EA | 0
HDTAC2C1L | Canada | CAD | MOLD,CABLE,HORZ TEE | 276.78 | EA | 0
PB13ST1BLH | Canada | CAD | MOLD,CABLE TO RAIL,HORZ T | 271.52 | EA | 0
LJCJGY4 | Canada | CAD | MOLD,CABLE TO BUS/LUG,HOR | 276.78 | EA | 0
XLVBC2L | Canada | CAD | MOLD,CABLE TO VERT STL,VE | 173.35 | EA | 0
558589 | Canada | CAD | BRAID,SHUNT,INSULATED,IBS | 24.64 | EA | 0
LEC2QEH | Canada | CAD | MOLD,CABLE TO BUS/LUG,HOR | 276.78 | EA | 0
534055TSL02 | Canada | CAD | FLEXIBAR,ADV,5X100X1, TSL | 396.55 | EA | 0
HDGTC162Q | Canada | CAD | MOLD,CABLE TO GRD ROD,VER | 276.78 | EA | 0
PBC12W24B | Canada | CAD | BOND,RAIL C,250KCM RLAY | 34.05 | EA | 0
ZWP1J | Canada | CAD | CLAMP,PIPE,1/2-1 IN,ZINC | 3.98 | EA | 0
LPA103IN0500.0 | Canada | CAD | CABLE,AL,SMOOTH WEAVE,INS | 9305.08 | EA | 0
FJ2Q48 | Canada | CAD | JUMPER,SWAGED,4/0 CONC 48 | 158.59 | EA | 0
548620 | Canada | CAD | INSULATOR,BUSBAR,ISO TP | 18.92 | EA | 0
550900 | Canada | CAD | BUSBAR,10 MM,PLAIN,4M PCB | 1530.11 | EA | 0
GRC312C | Canada | CAD | MOLD,CABLE TO GRD ROD,VER | 276.78 | EA | 0
534014 | Canada | CAD | FLEX ADV2MTC 6X20X1 | 205.44 | EA | 0
A928B043 | Canada | CAD | NUT,HEX,1/2-13 SILICON BR | 2.95 | EA | 0
SVC1T | Canada | CAD | MOLD,CABLE,VERT SPLICE | 276.78 | EA | 0
LECY4EAM | Canada | CAD | MOLD,CABLE TO BUS/LUG,HOR | 276.78 | EA | 0
GYE372C | Canada | CAD | MOLD,CABLE TO GRD ROD,VER | 775.14 | EA | 0
PTC2B1V | Canada | CAD | MOLD,CABLE, HORZ THRU PAR | 276.78 | EA | 0
VSC2GV3CW | Canada | CAD | MOLD,CABLE TO VERT STL,45 | 302.99 | EA | 0
HSC2S | Canada | CAD | MOLD,CABLE TO HORZ STL,HO | 276.78 | EA | 0
534052ABB22 | Canada | CAD | FLEXIBAR, ADV, 8X80X1MM | 797.76 | EA | 0
CAGFP311V | Canada | CAD | MOLD,CABLE TO ROD,HORZ SP | 304.14 | EA | 0
PBXLB960A6 | Canada | CAD | FILTER,EXOLON,7 DIA,WHITE | 180.45 | EA | 0
SBS12C | Canada | CAD | SLEEVE,BOND,FIELD MADE | 1.13 | EA | 0
534028STK02 | Canada | CAD | FLEXIBAR,ADV,8X32X1MM,STK | 325.57 | EA | 0
HDXAC2G2G | Canada | CAD | MOLD,CABLE,HORZ X SAME PL | 276.78 | EA | 0
VVR8C2Q | Canada | CAD | MOLD,CABLE TO VERT STL,VE | 376.08 | EA | 0
HAA1G2 | Canada | CAD | MOLD,CABLE TO HORZ STL,HO | 168.64 | EA | 0
ERICORE022T | Canada | CAD | DOWNCONDUCTOR,LIGHTNING, | 5861.32 | EA | 0
FLXPLAM0056 | Canada | CAD | FLEXIBAR,ADV,10X40X1,LAM | 921.975 | EA | 0
FLXPLAM0089 | Canada | CAD | FLEXIBAR,ADV,3X9X0.8MM, | 486.24 | EA | 0
GRC151Y | Canada | CAD | MOLD,CABLE TO GRD ROD, VE | 276.78 | EA | 0
SDRR50 | Canada | CAD | FRAME,RAIL,ASSEMBLY,SDRR5 | 774.2 | EA | 0
LPC31158 | Canada | CAD | BASE,CU,STRAP 5/8IN POINT | 70.4 | EA | 0
PTC9B9B | Canada | CAD | MOLD,CABLE,HORZ THRU PARA | 276.78 | EA | 0
HTC2Q1.25 | Canada | CAD | MOLD,CABLE TO HORZ STL,HO | 276.78 | EA | 0
SPDC50120/208 | Canada | CAD | PROTECTOR,SURGE,TDX50C,3P | 2288.59 | EA | 0
EL22P8 | Canada | CAD | COUPLER,LENTON POSITION, | 134.48 | EA | 0
T031DJ | Canada | CAD | TOOL,COMP,NICOPRESS 31 DJ | 9999.99 | EA | 0
285048 | Canada | CAD | KIT,FLEXIBAR,ADV,MCS,6X40 | 731.76 | EA | 0
PTC2L1G | Canada | CAD | MOLD,CABLE,HORZ THRU PARA | 276.78 | EA | 0
PBW33S9B | Canada | CAD | BOND,STUB END WEB,500 RLA | 52.03 | EA | 0
GBJGR182LR1 | Canada | CAD | MOLD,GRD,ROD TO ROD/RECEP | 1147.17 | EA | 0
A822SA111C10 | Canada | CAD | CABLE,COIL,INSUL,GALV,1/8 | 64.08 | EA | 0
ERICORE087T | Canada | CAD | DOWNCONDUCTOR,LIGHTNING, | 15995.9 | EA | 0
PBB183D | Canada | CAD | HINGE ASSY,FRAME,1/8 X 1 | 546.31 | EA | 0
VSC1LV3 | Canada | CAD | MOLD,CABLE TO VERT STL,45 | 276.78 | EA | 0
XLTAC2G1H | Canada | CAD | MOLD,CABLE,HORZ TEE | 199.3 | EA | 0
PQC100277/480 | Canada | CAD | PROTECTOR,SURGE,PQC100, | 1630.03 | EA | 0
613450 | Canada | CAD | ROD,GRD,3/4X5,CU BONDED | 52.62 | EA | 0
LU28TDR14D | Canada | CAD | LENTON ULTIMATE,ANCHOR, | 51.89 | EA | 0
813400 | Canada | CAD | GROUND ROD,GALV,POINTED, | 72.81 | EA | 0
GPECNED004 | Canada | CAD | ELECTRODE,GRD PLATE,4X4 | 50.48 | EA | 0
534057PSC06 | Canada | CAD | FLEXIBAR,ADV,8X100X1,PSC | 701.26 | EA | 0
B396BA | Canada | CAD | MAGNET,RECT,CHANNEL TYPE, | 230.74 | EA | 0
SBTBJ3438 | Canada | CAD | BOND,JUMPER,3/16 & 1 TAB | 18.37 | EA | 0
SBTBJ3624 | Canada | CAD | BOND,JUMPER,3/16 & 1 1/2 | 14.14 | EA | 0
PBAT23B22 | Canada | CAD | BOND,ARC WELD CROSS,AT2 3 | 90.48 | EA | 0
PTCT2Y4 | Canada | CAD | MOLD,CABLE,HORZ THRU PARA | 276.78 | EA | 0
633460HENG | Canada | CAD | GROUND ROD, COPPER BONDED | 64.36 | EA | 0
SES40120/240 | Canada | CAD | PROTECTOR,SURGE,NO ALARM, | 304.47 | EA | 0
VFC2G | Canada | CAD | MOLD,CABLE TO VERT STL,VE | 276.78 | EA | 0
LPC437SH | Canada | CAD | BASE,CU,BARE,TOP MOUNT, | 321.66 | EA | 0
534018GE16 | Canada | CAD | FLEXIBAR,ADV,4X24X1MM,GE, | 218.97 | EA | 0
FLXPABB0061 | Canada | CAD | FLEXIBAR,ADV,2X20X1,ABB | 222.548 | EA | 0
EM58SS | Canada | CAD | CLIP,FLANGE,HAMMER-ON,SS, | 2.41 | EA | 0
534020SER08 | Canada | CAD | FLEXIBAR,ADV,6X24X1MM,SER | 379.13 | EA | 0
G598 | Canada | CAD | ROD,GRD,FULL SIZE 5/8INX8 | 15.3 | EA | 0
SBS5838 | Canada | CAD | MOLD,WELDER BOND,T6 & T7 | 106.46 | EA | 0
534036RIV01 | Canada | CAD | FLEXIBAR,ADV,10X40X1,RIV, | 208.52 | EA | 0
RJE592G | Canada | CAD | MOLD,CABLE TO REBAR,VERT | 775.14 | EA | 0
FJ2G144 | Canada | CAD | JUMPER,SWAGED,2/0 CONC | 420.26 | EA | 0
PB80LS3S962 | Canada | CAD | MOLD,CABLE,TO BUS/LUG,HOR | 906.82 | EA | 0
VFCY3 | Canada | CAD | MOLD,CABLE TO VERT STL,VE | 276.78 | EA | 0
PB13ST2Q40ASLH | Canada | CAD | MOLD,CABLE TO RAIL,HORZ T | 271.52 | EA | 0
B3361A | Canada | CAD | GRIP,FOAM,5 IN LG,BLACK | 12.09 | EA | 0
PBW3S002LH | Canada | CAD | MOLD,CABLE,FORMED TERMIN | 113.2 | EA | 0
CAHBA1H10 | Canada | CAD | MOLD,CABLE TO HORZ CAST I | 168.64 | EA | 0
PGC2G2G | Canada | CAD | MOLD,CABLE, HORZ THRU PAR | 276.78 | EA | 0
541774 | Canada | CAD | FLEXIBAR END COVER 20 | 1.56 | EA | 0
508150 | Canada | CAD | RAW, | 145.99 | EA | 0
5238GW | Canada | CAD | WIRE,GRD,3/8,10MIL,COPPER | 14.64 | EA | 0
ERICORE006T | Canada | CAD | DOWNCONDUCTOR,LIGHTNING, | 2661.56 | EA | 0
GBJGT182QR1 | Canada | CAD | MOLD,GRD ROD TO ROD/RECEP | 1147.17 | EA | 0
LU25DR16D | Canada | CAD | LENTON ULTIMATE,ANCHOR, | 14.03 | EA | 0
VBC2GHQ | Canada | CAD | MOLD,CABLE TO VERT STL, | 276.78 | EA | 0
AVAFTR | Canada | CAD | PACKAGE,ACOUSTICAL,REPLAC | 42.19 | EA | 0
TGBA29L18PT | Canada | CAD | BAR ASSY,GRD BUS,1/4X2X29 | 362.7 | EA | 0
CAHBA1V10 | Canada | CAD | MOLD,CABLE TO HORZ CAST I | 168.64 | EA | 0
PBB374S6C132 | Canada | CAD | BOND,IMPD CENTER LEAD,14. | 363.83 | EA | 0
HTC3Q | Canada | CAD | MOLD,CABLE TO HORZ STL,HO | 276.78 | EA | 0
ER22000SS | Canada | CAD | MAST,KIT,2M W/ HARDWARE | 711.06 | EA | 0
TAC1L1E | Canada | CAD | MOLD,CABLE,HORZ TEE | 276.78 | EA | 0
LC28S2ESD | Canada | CAD | SLEEVE,S2 SERIES,EPOXY | 256.08 | EA | 0
TAC2L2Q | Canada | CAD | MOLD,CABLE,HORZ TEE | 276.78 | EA | 0
RRC532L | Canada | CAD | MOLD,CABLE TO REBAR,HORZ | 276.78 | EA | 0
534060ABB06 | Canada | CAD | FLEXIBAR,ADV,10X120X1,ABB | 931.58 | EA | 0
CAHBA1T10 | Canada | CAD | MOLD,CABLE,TO HORZ CAST I | 168.64 | EA | 0
TSF120MTDS | Canada | CAD | MODULE, SURGE, TSF, 120V | 164.87 | EA | 0
MT1B72A96A | Canada | CAD | MAT,#4 AWG,6FT X 8FT | 3076.42 | EA | 0
PTC3X2Q | Canada | CAD | MOLD,CABLE,HORZ THRU PARA | 276.78 | EA | 0
CAA817A12 | Canada | CAD | BOND,STRAP,JUMPER,CU,1/16 | 18.28 | EA | 0
LPC34858 | Canada | CAD | BASE,CU,CAST,STANDING | 124.24 | EA | 0
PQDM3100S277 | Canada | CAD | PQDM-4-1P-277V, FSPM3100S | 3508.77 | EA | 0
NCF183Q | Canada | CAD | MOLD,CABLE TO GRD ROD,HOR | 659.46 | EA | 0
534053RW23 | Canada | CAD | FLEXIBAR,ADV,10X80X1,RW | 241.35 | EA | 0
FLXPIR0002 | Canada | CAD | FLEXIBAR,ADV,3X20X1MM,IR, | 195.62 | EA | 0
SSC2Q2V | Canada | CAD | MOLD,CABLE,HORZ SPLICE | 276.78 | EA | 0
TADY0Y9 | Canada | CAD | MOLD,CABLE,HORZ TEE | 586.79 | EA | 0
BRC2.5X3.25X4 | Canada | CAD | STOCK,STRIP,CU,CUBE, | 261.91 | EA | 0
A238HB2S18LH | Canada | CAD | CLAMP,FENCE,4/0 X 18 IN | 453.93 | EA | 0
GTCP160Y5 | Canada | CAD | MOLD,CABLE TO GRD ROD,VER | 276.78 | EA | 0
XBK4Y4Y | Canada | CAD | MOLD,CABLE,HORZ X LAPPED | 1255.97 | EA | 0
SBK128 | Canada | CAD | SLOTTING WHEEL KIT,RAIL,5 | 161.64 | EA | 0
FLXPLAM0044 | Canada | CAD | FLEXIBAR,ADV,8X32X1MM | 290.19 | EA | 0
GRC189D | Canada | CAD | MOLD,CABLE TO GRD ROD,VER | 276.78 | EA | 0
WTBMESH24A | Canada | CAD | WINDTURBINE BLADE ALUMINU | 70.69 | EA | 0
LJCEALY4L | Canada | CAD | MOLD,CABLE TO BUS/LUG,HOR | 276.78 | EA | 0
ERICORE050U | Canada | CAD | DOWNCONDUCTOR,LIGHTNING | 8527.31 | EA | 0
XBQ9F2QW | Canada | CAD | MOLD,CABLE,HORZ X LAPPED | 633.28 | EA | 0
INTMKIVSS | Canada | CAD | INTERCEPTOR,LIGHTNING,MKI | 3825.78 | EA | 0
560910 | Canada | CAD | KIT,ADJUSTABLE,BUSBAR, | 22.36 | EA | 0
ELFG40CA | Canada | CAD | BAR,INSPECTION,40MM,FIELD | 193.16 | EA | 0
RBHA6037F | Canada | CAD | BASIN,POURING,#11 HORIZ. | 713.05 | EA | 0
LPLC48058SH | Canada | CAD | FASTENER,LEAD,COVERED, | 147.56 | EA | 0
XLVSC2CV5C | Canada | CAD | MOLD,CABLE TO VERT STL,45 | 328.55 | EA | 0
GRC221G | Canada | CAD | MOLD,CABLE TO GRD ROD,VER | 276.78 | EA | 0
GTCP190Y3 | Canada | CAD | MOLD,CABLE TO GRD ROD,VER | 276.78 | EA | 0
SES160F240V | Canada | CAD | SES, 160 KA, FILTER, 240V | 553.87 | EA | 0
SBTBBU4B | Canada | CAD | BOND,BOOTLEG,W/COUPLER | 11.44 | EA | 0
XBM3A2C | Canada | CAD | MOLD,CABLE,HORZ X LAPPED | 844.84 | EA | 0
RJC531E | Canada | CAD | MOLD,CABLE TO REBAR VERT | 276.78 | EA | 0
L160SM | Canada | CAD | HANDLE CLAMP, E-Z CHANGE, | 196.85 | EA | 0
DEPRS2322525D | Canada | CAD | PROTECTOR, DATA, EQUIP,RS | 222.76 | EA | 0
TACY9Y7 | Canada | CAD | MOLD,CABLE ,HORZ TEE | 276.78 | EA | 0
UTB5SPG | Canada | CAD | PROTECTOR,SURGE,UTB,1PAIR | 240.02 | EA | 0
HDTAC2Q3D | Canada | CAD | MOLD,CABLE,HORZ TEE | 276.78 | EA | 0
LPC245 | Canada | CAD | POINT,CU,5/8IN X 24IN | 168.36 | EA | 0
PB41HA1L | Canada | CAD | MOLD,CABLE TO HORZ STL,HO | 130.59 | EA | 0
534033DY01 | Canada | CAD | FLEXIBAR,ADV,5X40X1MM,DY, | 181.95 | EA | 0
LQJGH2Q | Canada | CAD | MOLD,CABLE TO BUS/LUG, | 1147.17 | EA | 0
GCHSC1214 | Canada | CAD | KIT,CLIP,GLUED RAIL TIE,1 | 349.3 | EA | 0
LPC436SH | Canada | CAD | BASE,CU,BARE,CIRCUIT & | 326.7 | EA | 0
PTC1G1V | Canada | CAD | MOLD,CABLE, HORZ THRU PAR | 276.78 | EA | 0
561770 | Canada | CAD | METAL SPACER M6 X 20 | 1.3 | EA | 0
A927F189 | Canada | CAD | BOLT,HEX HEAD,5/16-18 X 1 | 1.57 | EA | 0
HSC1V | Canada | CAD | MOLD,CABLE TO HORZ STL,HO | 276.78 | EA | 0
LPC150LTLP | Canada | CAD | CABLE,CU,MINI SMOOTH | 8.13 | FT | 0
VSC2CV21CW | Canada | CAD | MOLD,CABLE TO VERT STL,45 | 302.99 | EA | 0
HDGTC182Q | Canada | CAD | MOLD,CABLE TO GRD ROD VER | 276.78 | EA | 0
ECRV102Q4DB | Canada | CAD | GROUND ROD,VERT,10 FT,4/0 | 1498.85 | EA | 0
MSP20BP | Canada | CAD | PUNCH,STUD,METAL BLISTER | 557.85 | EA | 0
PQS300277/480 | Canada | CAD | PROTECTOR,SURGE,PQS300,27 | 3290.52 | EA | 0
SBPAJ372 | Canada | CAD | BOND,PLUG,S8 3/16X72 LONG | 49 | EA | 0
SBPMJS14 | Canada | CAD | BOND,MULTI-PURPOSE PLUG,1 | 16.3 | EA | 0
CWP1JJ | Canada | CAD | CLAMP,WATER PIPE,BRZ,1/2- | 8.37 | EA | 0
XB32C2C | Canada | CAD | MOLD,CABLE,HORZ X LAPPED | 606.83 | EA | 0
RBW117B | Canada | CAD | CLAMP,PACKING,HORIZONTAL | 580.35 | EA | 0
LPC224LST | Canada | CAD | POINT,CU,BLUNT,1/2IN X | 71.49 | EA | 0
549420 | Canada | CAD | BRACKET,SUPPORT,CABS,- M | 8.36 | EA | 0
T302 | Canada | CAD | BRUSH,PAINT,2 INCH | 9.09 | EA | 0
534052RW12 | Canada | CAD | FLEXIBAR,ADV,8X80X1MM,RW, | 437.02 | EA | 0
UTBSM | Canada | CAD | BARRIER,TRANSIENT,UNIVERS | 164.23 | EA | 0
ADCOMP058 | Canada | CAD | SHARP FINIAL TIP, D/SMKIV | 87.8 | EA | 0
534018GE09 | Canada | CAD | FLEXIBAR,ADV,4X24X1MM,GE, | 161.2 | EA | 0
NDR16Y2 | Canada | CAD | MOLD,CABLE TO GRD ROD,HOR | 376.08 | EA | 0
A929B024 | Canada | CAD | WASHER,LOCK,5/16,304SSTL | 0.78 | EA | 0
EGBA14472BB | Canada | CAD | BAR,ASSY,GRD BUS,1/4 X 4 | 1064.7 | EA | 0
EL36P9SSN | Canada | CAD | COUPLER,LENTON POSITION, | 672.71 | EA | 0
C4043C4 | Canada | CAD | FRAME,DETAIL,ASSY CARBON | 381.62 | EA | 0
PB99LS3S007A1 | Canada | CAD | MOLD,INSERT,6-500 RLAY/ | 844.84 | EA | 0
563440 | Canada | CAD | BRAID,PREFAB,200X28X2.5MM | 15.34 | EA | 0
JD01 | Canada | CAD | DIE,HAMMER,4/0 CONC | 256.46 | EA | 0
812MFR5 | Canada | CAD | CLIP,STUD,1/2 TO 3/4 COND | 17.23 | EA | 0
LLCEH2V | Canada | CAD | MOLD,CABLE TO BUS/LUG,VER | 276.78 | EA | 0
505648 | Canada | CAD | BUSBAR,SPECIAL,C11000 CU, | 315.46 | EA | 0
534001LAM08 | Canada | CAD | FLEXIBAR,ADV,3X9X0.8,LAM | 219.92 | EA | 0
SSC2J | Canada | CAD | MOLD,CABLE,HORZ SPLICE | 276.78 | EA | 0
LPA814 | Canada | CAD | SUPPORT,SEAM CLAMP,NON PE | 14.6 | EA | 0
PCLB159.1 | Canada | CAD | PYRAMID, LOCKHEED, B159 | 15271.67 | EA | 0
TAC9F9D | Canada | CAD | MOLD,CABLE,HORZ TEE | 276.78 | EA | 0
SSC1Y | Canada | CAD | MOLD,CABLE,HORZ SPLICE | 276.78 | EA | 0
RHC542C | Canada | CAD | MOLD,CABLE TO REBAR,HORZ | 276.78 | EA | 0
PBB150G07 | Canada | CAD | PACKING,CONNECTION,PB99SS | 265.04 | EA | 0
HAAS1 | Canada | CAD | MOLD,CABLE TO HORZ STL,HO | 168.64 | EA | 0
LPA2842F5F | Canada | CAD | ADAPTER,AL,SWIVEL,1/2IN | 38.25 | EA | 0
PB19GY162Q | Canada | CAD | MOLD,CABLE TO GRD ROD,VER | 559.65 | EA | 0
508062 | Canada | CAD | BRAID,FLEXIBLE, | 2236.74 | EA | 0
LPC225BF | Canada | CAD | POINT,CU, FLAT BARE, 1/2I | 54.67 | EA | 0
PQDS1000B208 | Canada | CAD | PQDS-1-2P-208V, | 1054.39 | EA | 0
SBB298D22A | Canada | CAD | RISER,BOOTLEG,3 IN O.D. X | 180.91 | EA | 0
RBW6558A | Canada | CAD | SLEEVE,CADWELD,LOW SLIP # | 104.98 | EA | 0
B540C773S | Canada | CAD | BUSBAR,CU,6X50,STRAIGHT, | 82.47 | EA | 0
LAC2VEH | Canada | CAD | MOLD,CABLE TO BUS/LUG, | 276.78 | EA | 0
LPA228STOSCN | Canada | CAD | POINT,AL,BLUNT,1/2 X 48IN | 23.87 | EA | 0
SBGR1181V | Canada | CAD | ONE-SHOT,CABLE TO GRD ROD | 17.89 | EA | 0
CAB399B | Canada | CAD | HANDLE,MINI,EZ,P&N PRICE | 104.35 | EA | 0
RAC2Q2Q | Canada | CAD | MOLD,GRD ROD TO RECEPTACL | 276.78 | EA | 0
EGBA18210DD | Canada | CAD | BAR,ASSY,GRD BUS,1/8 X 2 | 126.04 | EA | 0
ERICORE069T | Canada | CAD | DOWNCONDUCTOR,LIGHTNING, | 13015.52 | EA | 0
A929H003 | Canada | CAD | WASHER,SEALING,5/16 NEOPR | 3.68 | EA | 0
TAC2G2QW | Canada | CAD | MOLD,CABLE,HORZ TEE | 355.41 | EA | 0
561150 | Canada | CAD | BLOCK,SPLICE, 80A 1000V | 12.55 | EA | 0
534048RW20 | Canada | CAD | FLEXIBAR,ADV,10X63X1MM,RW | 232.01 | EA | 0
A928K011 | Canada | CAD | NUT,HEX,1/4-20,18-8SSTL | 0.1 | EA | 0
LPC223B | Canada | CAD | POINT,CU,BARE,1/2IN X | 46.01 | EA | 0
534055EA01 | Canada | CAD | FLEXIBAR,ADV,5X100X1MM,EA | 152165.61 | EA | 0
RBW34654C | Canada | CAD | CHAIN,ASSY,#41 19IN LG CR | 75.31 | EA | 0
XLBBCPAJ | Canada | CAD | MOLD,BUS BAR TO BUS BAR | 929.6 | EA | 0
EGBA12636LL | Canada | CAD | BUSBAR,GRD,CU,1/2X6X36 LL | 982.8 | EA | 0
VBC2CV4 | Canada | CAD | MOLD,CABLE TO VERT STL,VE | 276.78 | EA | 0
EGBA14418MM | Canada | CAD | BAR,GRD BUS,1/4 X 4 X 18 | 280.8 | EA | 0
556685B | Canada | CAD | BRAID,CU,25MM2,BLK | 2.73 | EA | 0
XBM2G2GM | Canada | CAD | MOLD,CABLE,HORZ X LAPPED | 574.44 | EA | 0
558237ADV | Canada | CAD | IBSBADV 50-270-8-10 E&I | 8.05 | EA | 0
PQD120MA | Canada | CAD | MODULE, TD,150V,50KA,TDSA | 671.57 | EA | 0
PTC9F2B | Canada | CAD | MOLD,CABLE, HORZ THRU PAR | 276.78 | EA | 0
RBHA9740C | Canada | CAD | BASIN,POURING,#8 HORIZ. T | 713.05 | EA | 0
EL25PPPN | Canada | CAD | CAPPLUG,PARALLEL,P13L/P14 | 1.33 | EA | 0
SBT382B | Canada | CAD | PUNCH,BOND,BOND REMOVAL | 100.75 | EA | 0
534124 | Canada | CAD | BUSBAR,FLEXIBLE,ADVANCED, | 257.84 | EA | 0
CAGRT151L | Canada | CAD | MOLD,CABLE TO GRD ROD,VER | 269.61 | EA | 0
551151 | Canada | CAD | SUPPORT,BUSBAR,CBS-B 2/5 | 122.24 | EA | 0
LAC2LEEW | Canada | CAD | MOLD,CABLE TO BUS/LUG,HOR | 302.99 | EA | 0
EGBA14372GG | Canada | CAD | BAR,GRD BUS,1/4 X 3 X 72 | 877.5 | EA | 0
EGBA14236BB | Canada | CAD | BAR,GRD BUS,1/4 X 2 X 36 | 351 | EA | 0
TAC2Q9D | Canada | CAD | MOLD,CABLE,HORZ TEE | 276.78 | EA | 0
MBB07 | Canada | CAD | MOLD,BLANK,2532 C PRICE | 193.88 | EA | 0
508034 | Canada | CAD | BRAID,FLEXIBLE, | 1136.2 | EA | 0
A239GC2S242G10L | Canada | CAD | CLAMP,FENCE,4/0 FLEX,24LG | 393.76 | EA | 0
GTC14T2 | Canada | CAD | MOLD,CABLE TO GRD ROD,VER | 276.78 | EA | 0
EGBA14312LL | Canada | CAD | BAR,GRD BUS,1/4 X 3 X 12 | 163.8 | EA | 0
LPC236BST | Canada | CAD | POINT,CU,5/8X30IN,1/2THR | 56.95 | EA | 0
LPC704 | Canada | CAD | GROUND ROD,CU,SOLID | 437.39 | EA | 0
TAC3Q9F | Canada | CAD | MOLD,CABLE,HORZ TEE | 276.78 | EA | 0
EL22CPPSW | Canada | CAD | LENTON,PLUG,PLASTIC,STEEL | 7.59 | EA | 0
CAHBA2C12 | Canada | CAD | MOLD,CABLE,TO HORZ CAST I | 168.64 | EA | 0
HDTAC3A2Q | Canada | CAD | MOLD,CABLE,HORZ TEE | 276.78 | EA | 0
MS/PLAS | Canada | CAD | QUICK SALE | 1.73 | EA | 0
GQR181V | Canada | CAD | MOLD,CABLE TO GRD ROD,VER | 376.08 | EA | 0
ELCP32F | Canada | CAD | PROTECTOR,LENTON COUPLER, | 1.38 | EA | 0
815780WS01 | Canada | CAD | ROD,GRD,GALV,POINTED,5/8 | 30.04 | EA | 0
GFCP120Y3 | Canada | CAD | MOLD,CABLE TO GRD ROD,HOR | 276.78 | EA | 0
CAFCA2C24 | Canada | CAD | MOLD,CABLE TO HORZ PIPE,H | 168.64 | EA | 0
534036GE01 | Canada | CAD | FLEXIBAR,ADV,10X40X1MM,GE | 331.49 | EA | 0
SPDC200120/208 | Canada | CAD | PROTECTOR,SURGE,TDX200C,3 | 7465.6 | EA | 0
ERICORE070U | Canada | CAD | DOWNCONDUCTOR,LIGHTNING | 11590.53 | EA | 0
PTC2Q1L | Canada | CAD | MOLD,CABLE,HORZ THRU PARA | 276.78 | EA | 0
534056IPPS01 | Canada | CAD | FLEXIBAR,ADV,6X100X1,IPPS | 334.2 | EA | 0
A801A04F | Canada | CAD | CABLE,BARE,250KCM CL G,CU | 12 | FT | 0
549527 | Canada | CAD | HARDWARE,KIT,BAGGED,CABS | 113.18 | EA | 0
PGCT2T2 | Canada | CAD | MOLD,CABLE,HORZ THRU PARA | 276.78 | EA | 0
GTC163AW | Canada | CAD | MOLD,CABLE TO GRD ROD,VER | 355.41 | EA | 0
HXC33 | Canada | CAD | MOLD,STUD TO HORZ STL | 276.78 | EA | 0
ELFG12 | Canada | CAD | LENTON,BAR END GAGE,FIELD | 322.01 | EA | 0
SPDS400120/240 | Canada | CAD | PROTECTOR,SURGE,TDX400S,3 | 6865.68 | EA | 0
LJCEE1V | Canada | CAD | MOLD,CABLE TO BUS/LUG,HOR | 276.78 | EA | 0
XBV3Q3QW | Canada | CAD | MOLD,CABLE,HORZ X LAPPED | 1320.41 | EA | 0
GTC189J | Canada | CAD | MOLD,CABLE TO GRD ROD,VER | 276.78 | EA | 0
G1442 | Canada | CAD | GAUGE ASSY,DEPTH,SBG144A/ | 98.25 | EA | 0
FLXPABB0007 | Canada | CAD | FLEXIBAR,ADV,10X40X1,ABB, | 474.36 | EA | 0
VSC9LV5 | Canada | CAD | MOLD,CABLE TO VERT STL,45 | 276.78 | EA | 0
RBW313NT | Canada | CAD | FRAME,VARIABLE ANGLED,SID | 332.35 | EA | 0
GTC221H | Canada | CAD | MOLD,CABLE TO GRD ROD,VER | 276.78 | EA | 0
HSP10K36 | Canada | CAD | PROTECTOR,LINE,HIGH SPEED | 506.73 | EA | 0
CWP4JH34 | Canada | CAD | CLAMP,PIPE,3/4CONDUIT,BRZ | 69.72 | EA | 0
NCR182L | Canada | CAD | MOLD,CABLE TO GRD ROD,HOR | 376.08 | EA | 0
A800A03 | Canada | CAD | CABLE,CU,BARE,#2 CONC,19 | 0.42 | EA | 0
EL32D6SP001 | Canada | CAD | ANCHOR,WELDABLE,SPECIAL, | 106.03 | EA | 0
DT135020R | Canada | CAD | DIVERTER, TYPE 1, 350V,20 | 407.97 | EA | 0
LK11STHD | Canada | CAD | COUPLER,INTERLOK ASSY | 168.16 | EA | 0
B180C1 | Canada | CAD | SCREW,SUBASSY,ADJUSTING, | 33.88 | EA | 0
FLXPIR0012 | Canada | CAD | FLEXIBAR,ADV,3X40X1MM,IR, | 328.448 | EA | 0
XBZ3D3D | Canada | CAD | MOLD,CABLE,HORZ X LAPPED | 793.75 | EA | 0
B242JGBLK | Canada | CAD | LUG,CU,1/2 X 1 1/2 X4 1/2 | 87.28 | EA | 0
B166B | Canada | CAD | COVER,CASTING,G/R B166 | 58.94 | EA | 0
534031IR03 | Canada | CAD | FLEXIBAR,ADV,3X40X1MM,IR | 223.25 | EA | 0
RBT8101HS | Canada | CAD | SPLICE,KIT,#8 CADWELD T-S | 274.3 | EA | 0
WS2482LHD | Canada | CAD | BASIN,POURING,#9 HORIZ, S | 5993.28 | EA | 0
SSGRS3410 | Canada | CAD | ROD,GRD,3/4INX10,SS,SECT | 356.51 | EA | 0
LPC32238 | Canada | CAD | BASE,CU,CAST TEE,3/8IN | 25.34 | EA | 0
MHMJ036A01200AA | Canada | CAD | MESH,GRD,3 FT X 100FT NO | 1868.24 | EA | 0
VVR2QV8 | Canada | CAD | MOLD,CABLE TO VERT STL,VE | 376.08 | EA | 0
561152 | Canada | CAD | BLOCK,SPLICE,400A,1250 | 73.31 | EA | 0
FLXKIR0002 | Canada | CAD | KIT,FLEXIBAR,ADV,3X20X1MM | 472.47 | EA | 0
RDM53Y4 | Canada | CAD | MOLD,CABLE TO REBAR,HORZ | 844.84 | EA | 0
552070 | Canada | CAD | BUSBAR,SUPPORT RCBS 1/10T | 168.27 | EA | 0
XLLQJEH4LS | Canada | CAD | MOLD,CABLE TO BUS/LUG,VER | 1098.47 | EA | 0
XLYRF4P001RHS | Canada | CAD | MOLD,CABLE,HORZ Y 20 DEG | 783.12 | EA | 0
534045L3M | Canada | CAD | FLEXIBAR,ADV,5X63X1MM,3M, | 993.06 | EA | 0
GYF183Q | Canada | CAD | MOLD,CABLE TO GRD ROD,VER | 659.46 | EA | 0
EGBA14336NN | Canada | CAD | BAR,GRD BUS,1/4 X 3 X 36 | 444.6 | EA | 0
STC501T | Canada | CAD | SQUARE TAPE CLAMP,50X1MM | 27.48 | EA | 0
122560 | Canada | CAD | BATTING SSO-314 | 99.24 | EA | 0
534039TR01 | Canada | CAD | FLEXIBAR,ADV,5X50X1,TR | 88.04 | EA | 0
VSC2CV6 | Canada | CAD | MOLD,CABLE TO VERT STL,45 | 276.78 | EA | 0
558234ADV | Canada | CAD | IBSBADV 100-330-10 E&I | 17.48 | EA | 0
556940 | Canada | CAD | BRAID,PREFAB,500X15X1.5MM | 11.12 | EA | 0
545895 | Canada | CAD | KIT,STOP,EJECTION,SHORT 6 | 48.83 | EA | 0
HDPTC1V1V | Canada | CAD | MOLD,CABLE, HORZ THRU PAR | 276.78 | EA | 0
XLGTC182V | Canada | CAD | MOLD,CABLE TO GRD ROD,VER | 276.78 | EA | 0
RBT12917HA | Canada | CAD | SLEEVE,CADWELD,SPECIAL T- | 149.01 | EA | 0
PB10LAS5CE | Canada | CAD | MOLD,CABLE TO BUS/LUG,HOR | 199.84 | EA | 0
SB22123 | Canada | CAD | HOUSING,FLEX SHAFT,12 FT | 1086.85 | EA | 0
B102EGOL | Canada | CAD | LUG,CU,1/4 X 1-1/2 W/2-9/ | 55.48 | EA | 0
554300 | Canada | CAD | BRAID,EARTH,SS,25MM2,CPI | 22.98 | EA | 0
SPDM100120240D | Canada | CAD | PQI, TDX100M240D | 4188.6 | EA | 0
VBC9E | Canada | CAD | MOLD,CABLE TO VERT STL,VE | 276.78 | EA | 0
CAHEA1L6 | Canada | CAD | MOLD,CABLE TO HORZ CAST I | 168.64 | EA | 0
RTC52Y6 | Canada | CAD | MOLD,CABLE TO REBAR,HORZ | 276.78 | EA | 0
LK12 | Canada | CAD | COUPLER,LENTON INTERLOK, | 194.85 | EA | 0
CAVNP1ERH16 | Canada | CAD | MOLD,CABLE TO VERT STL,HO | 304.14 | EA | 0
VSC9JV2 | Canada | CAD | MOLD,CABLE TO VERT STL,45 | 276.78 | EA | 0
LL22B1 | Canada | CAD | COUPLER,BOLTED,22MM #7 | 73.2 | EA | 0
A805A20CBF | Canada | CAD | CABLE,COMP,THFT DET,CU BN | 26 | EA | 0
PBK278 | Canada | CAD | KIT,BOND,DOUBLE STUB END, | 3850.86 | EA | 0
B101GHOL | Canada | CAD | LUG,CU,3/8 X 2 W/1-11/16 | 107.91 | EA | 0
TDX400S120/208 | Canada | CAD | PROTECTOR, SURGE, TDX400S | 6821.32 | EA | 0
LPC466 | Canada | CAD | CLAMP,CU,UNIVERSAL,CABLE | 64.74 | EA | 0
XLB301SS | Canada | CAD | BAFFLE,EXOLON,REBAR | 6043.7 | EA | 0
683412S | Canada | CAD | ROD,GROUND ROD,12 FT,SS | 776.57 | EA | 0
TAC4L1V | Canada | CAD | MOLD,CABLE,HORZ TEE | 276.78 | EA | 0
611380 | Canada | CAD | ROD,GRD,1/2X8,CU BONDED | 47.72 | EA | 0
TAC3A9K | Canada | CAD | MOLD,CABLE,HORZ TEE | 276.78 | EA | 0
LJCEALY7 | Canada | CAD | MOLD,CABLE TO BUS/LUG,HOR | 276.78 | EA | 0
RRA521Y | Canada | CAD | MOLD,CABLE TO REBAR, | 168.64 | EA | 0
VSC3AV6 | Canada | CAD | MOLD,CABLE TO VERT STL,45 | 276.78 | EA | 0
B544A420 | Canada | CAD | BUSBAR,ASSY,1/4X4X20,W/IN | 239.69 | EA | 0
700PLUSF80 | Canada | CAD | CADWELD PLUS,WELD METAL, | 239.14 | EA | 0
EL28D6ES | Canada | CAD | COUPLER,LENTON TERMINATOR | 32.89 | EA | 0
716204 | Canada | CAD | DRILLING,TEMPLATE,RAIL,FO | 493.88 | EA | 0
MBB36 | Canada | CAD | MOLD,BLANK,Z PRICE,400500 | 636.05 | EA | 0
EL28P9 | Canada | CAD | COUPLER,LENTON POSITION,# | 106.1 | EA | 0
VGC2L | Canada | CAD | MOLD,CABLE TO VERT STL,HO | 276.78 | EA | 0
RBTSA9740C | Canada | CAD | BASIN,POURING,#8 HORIZONT | 713.05 | EA | 0
EL12A2SSN | Canada | CAD | COUPLER,LENTON STANDARD,# | 75.98 | EA | 0
561660 | Canada | CAD | METAL SPACER M5 X 15 | 1.05 | EA | 0
NCR14Y2 | Canada | CAD | MOLD,CABLE TO GRD ROD,HOR | 376.08 | EA | 0
SB08HAAE1G001 | Canada | CAD | MOLD,CABLE TO HORZ STL,HO | 156.7 | EA | 0
VBC8G | Canada | CAD | MOLD,CABLE TO VERT STL,VE | 276.78 | EA | 0
VBC3DV6 | Canada | CAD | MOLD,CABLE TO VERT STL,VE | 276.78 | EA | 0
SSCSG1L | Canada | CAD | MOLD,CABLE,HORZ SPLICE | 276.78 | EA | 0
XLPTF4PS | Canada | CAD | MOLD,CABLE, HORZ THRU PAR | 696.55 | EA | 0
127100010 | Canada | CAD | SHIELD,INSULATION,360 COL | 168.69 | EA | 0
VSC8B | Canada | CAD | MOLD,CABLE TO VERT STL,45 | 276.78 | EA | 0
A238GC2S18LH | Canada | CAD | CLAMP,FENCE,4/0 X 18 IN F | 333.89 | EA | 0
VNC1VRH1.50 | Canada | CAD | MOLD,CABLE TO VERT STL,HO | 276.78 | EA | 0
EGBA14624RR | Canada | CAD | BUSBAR,GRD,CU,1/4X6X24,RR | 301.39 | EA | 0
LAT1HAA | Canada | CAD | MOLD,CABLE TO BUS/LUG, | 269.61 | EA | 0
TACY4Y3 | Canada | CAD | MOLD,CABLE,HORZ TEE | 276.78 | EA | 0
534036CR01 | Canada | CAD | FLEXIBAR,ADV,10X40X1MM,CR | 204.7 | EA | 0
MS/LABE | Canada | CAD | QUICK SALE | 3.3 | EA | 0
TSF6A120V | Canada | CAD | FILTER, SURGE, 1PH, 120V | 435.73 | EA | 0
XBQ2Q2G | Canada | CAD | MOLD,CABLE,HORZ X LAPPED | 528.45 | EA | 0
SSCG8 | Canada | CAD | MOLD,CABLE,HORZ SPLICE | 276.78 | EA | 0
TAC3Q2QHQ | Canada | CAD | MOLD,CABLE HORZ TEE,HYDRO | 276.78 | EA | 0
A808A05C30 | Canada | CAD | WIRE,STL,CU CLAD,BARE,30% | 5.02 | EA | 0
GLCCE1L | Canada | CAD | MOLD,CABLE TO LUG,HORZ SP | 276.78 | EA | 0
VSC3A | Canada | CAD | MOLD,CABLE TO HORZ STL PI | 276.78 | EA | 0
B101AABLK | Canada | CAD | LUG,CU,1/16 X 1/2 W/1-9/3 | 5.82 | EA | 0
SBS24884B | Canada | CAD | BOND,JOINT HEAD,3/16X9 3/ | 5.11 | EA | 0
PB10GT182G4H | Canada | CAD | MOLD,CABLE TO GRD ROD,VER | 199.84 | EA | 0
RBM2886150D | Canada | CAD | FITTING,CADWELD,#8/#9 END | 195.55 | EA | 0
PTC9F1G | Canada | CAD | MOLD,CABLE,HORZ THRU | 276.78 | EA | 0
RBT910101B | Canada | CAD | MATERIAL,FILLER,#9/#10 T- | 60.41 | EA | 0
EGBC14212EE | Canada | CAD | BAR ASSY,GRD BUS,1/4X2X12 | 109.2 | EA | 0
SBTBB3412B | Canada | CAD | BOND KIT,BOOTLEG,3/16 12 | 10.17 | EA | 0
PLUSCU2BDKIT | Canada | CAD | CONTROLLER,KIT,CADWELD | 881.41 | EA | 0
LPC223BST | Canada | CAD | POINT,CU,BLUNT BARE,1/2IN | 38.66 | EA | 0
RTC542G | Canada | CAD | MOLD,CABLE TO REBAR,HORZ | 276.78 | EA | 0
534048CPTM02 | Canada | CAD | FLEXIBAR,ADV,10X63X1,CPTM | 1215.08 | EA | 0
PB13TP1L | Canada | CAD | MOLD,CABLE TO RAIL,HORZ T | 271.52 | EA | 0
EL16A2NGV | Canada | CAD | COUPLER,LENTON,STANDARD, | 27.83 | EA | 0
554431 | Canada | CAD | BRAID,SS,CPI 70-40 0-6-12 | 19.89 | EA | 0
EGBA14224HH | Canada | CAD | BAR,ASSY,GRD,BUS,1/4 X 2 | 241.8 | EA | 0
PB1000PLUSF80L | Canada | CAD | CADWELD PLUS WELD METAL | 141.44 | EA | 0
RBC1176HA | Canada | CAD | SLEEVE,CADWELD,#11 C-SERI | 101.1 | EA | 0
EL43TP9EG | Canada | CAD | COUPLER,LENTON POSITION,# | 204.9 | EA | 0
SBB364J1 | Canada | CAD | SHAFT,GRINDING WHEEL | 180.91 | EA | 0
A238EB2S18RH | Canada | CAD | CLAMP,FENCE,4/0 X 18 IN F | 221.27 | EA | 0
VBC2QV6 | Canada | CAD | MOLD,CABLE TO VERT STL,VE | 276.78 | EA | 0
CMCC120EAK | Canada | CAD | MOLD,BUS TO GRD ROD,VERT | 276.78 | EA | 0
VLCSFRHHQ | Canada | CAD | MOLD,CABLE TO VERT STL, | 276.78 | EA | 0
PBW13S004030B | Canada | CAD | BOND,JOINT,ASSY,COMPRESS | 79.47 | EA | 0
LPC309L58 | Canada | CAD | BASE,CU,POINT,5/8 THRD | 82 | EA | 0
CAHCA1KB | Canada | CAD | MOLD,CABLE TO HORZ STL,HO | 168.64 | EA | 0
EDT255020R | Canada | CAD | ENHANCED TYPE 2, 550V,20 | 311.39 | EA | 0
LACY6CAJ | Canada | CAD | MOLD,CABLE TO BUS/LUG,HOR | 276.78 | EA | 0
HDC1 | Canada | CAD | CLAMP,GRD ROD,STL BRZ,HEA | 25.64 | EA | 0
VSC9CV5C | Canada | CAD | MOLD,CABLE TO VERT STL,45 | 276.78 | EA | 0
HDGRC182V | Canada | CAD | MOLD,CABLE TO GRD ROD,VER | 276.78 | EA | 0
EGGBC14424QQ | Canada | CAD | BUSBAR,STL,GALV,ASSY,1/4X | 137.25 | EA | 0
534012L3MP | Canada | CAD | FLEXIBAR,BUSBAR,MTO, | 133.7 | EA | 0
PB50SS4Y | Canada | CAD | MOLD,CABLE,HORZ SPLICE | 423.66 | EA | 0
EL2016A12 | Canada | CAD | COUPLER,LENTON,A12,#6-#5 | 48.83 | EA | 0
HDSSC3D | Canada | CAD | MOLD,CABLE,HORZ SPLICE | 276.78 | EA | 0
PBXL90 | Canada | CAD | WELD METAL,EXOLON,F80 | 43.5 | EA | 0
SBM275E1 | Canada | CAD | WELDER,SUBASSY,FRAME BODY | 120.89 | EA | 0
ZZETSURCHRG | Canada | CAD | ERITECH SURCHARGE | 99999.99 | EA | 0
RRA531K | Canada | CAD | MOLD,CABLE TO REBAR,HORZ | 168.64 | EA | 0
A110AA | Canada | CAD | TOOL,KIT,DEMO GROUNDING | 4449.74 | EA | 0
534011IR07 | Canada | CAD | FLEXIBAR,ADV,3X20X1MM,IR | 67.09 | EA | 0
EL16A2SS | Canada | CAD | COUPLER,LENTON STANDARD,# | 81.08 | EA | 0
RCE532G | Canada | CAD | MOLD,CABLE TO REBAR,VERT | 775.14 | EA | 0
PCCSF1V | Canada | CAD | MOLD,CABLE, HORZ TAP PARA | 329.2 | EA | 0
S429F2N16 | Canada | CAD | SLEEVE,CU,FLARED,3/0 RLAY | 4.06 | EA | 0
VBC9FV5C | Canada | CAD | MOLD,CABLE TO VERT STL,VE | 276.78 | EA | 0
ECRH102C4U | Canada | CAD | GROUND ROD,ASSY,KIT,10FT, | 2735.79 | EA | 0
LPA620 | Canada | CAD | ADAPTER,AL,UNIVERSAL THRU | 84.24 | EA | 0
HDVVF2Q | Canada | CAD | MOLD,CABLE TO VERT STL,VE | 659.46 | EA | 0
EL2522A12 | Canada | CAD | COUPLER,LENTON,A12,#8-#7 | 60.75 | EA | 0
545671 | Canada | CAD | TOOL,HYDRAULIC,ROLLER FOR | 195.25 | EA | 0
534010SE17 | Canada | CAD | FLEXIBAR,ADV,2X20X1,SE | 60.41 | EA | 0
SBTBJ5448 | Canada | CAD | BOND,JUMPER,5/16 & 1 TAB | 34.18 | EA | 0
PTC1X1L | Canada | CAD | MOLD,CABLE, HORZ THRU PAR | 276.78 | EA | 0
PCC9C1V | Canada | CAD | MOLD,CABLE, HORZ TAP PARA | 276.78 | EA | 0
ZCCSS8 | Canada | CAD | MOLD,CABLE,NO BUILD-UP | 276.78 | EA | 0
EGBA14424NNT | Canada | CAD | BAR,ASSY BUS,1/4 X 4 X 24 | 429 | EA | 0
RBW316 | Canada | CAD | FRAME,CADWELD,FOR WS2605 | 388.83 | EA | 0
ALUM3M | Canada | CAD | MAST,SUPPORT,3M ALUMINUM | 493.84 | EA | 0
VSC2Q | Canada | CAD | MOLD,CABLE TO VERT STL,45 | 276.78 | EA | 0
563720 | Canada | CAD | POLE,DISTRIBUTION,BLOCK, | 32.2 | EA | 0
EHL58C1K1K | Canada | CAD | CONNECTOR,COMPRESSION,CU, | 45.42 | EA | 0
EL57TP8ES | Canada | CAD | COUPLER,LENTON POSITION, | 446.18 | EA | 0
HDPTC2Q9T | Canada | CAD | MOLD,CABLE,HORZ THRU PARA | 276.78 | EA | 0
XBM2P2Q | Canada | CAD | MOLD,CABLE,HORZ X LAPPED | 844.84 | EA | 0
B801R011 | Canada | CAD | MAT,GRD,PREFABRICATED 36 | 843.95 | EA | 0
PTC2L1T | Canada | CAD | MOLD,CABLE, HORZ THRU PAR | 276.78 | EA | 0
LPDOWNLEADCTO | Canada | CAD | INDUSTRIAL STACK DOWNLEAD | 7897.37 | EA | 0
715072 | Canada | CAD | CONTACT,KIT,SINGLE ,SK8 | 44.36 | EA | 0
HVD37CU | Canada | CAD | MOLD,STUD TO VERT STL | 586.79 | EA | 0
TAC4L2Q | Canada | CAD | MOLD,CABLE,HORZ TEE | 276.78 | EA | 0
534041PHM15 | Canada | CAD | FLEXIBAR,ADV,8X50X1MM,PHM | 428.27 | EA | 0
GYR181TW | Canada | CAD | MOLD,CABLE TO GRD ROD,VER | 454.7 | EA | 0
534058 | Canada | CAD | FLEX ADV2MTC 10X100X1 | 1658.28 | EA | 0
K217 | Canada | CAD | MOLD,KIT,GN STYLE,#6 SOL | 1108.2 | EA | 0
PBB103JK001 | Canada | CAD | LUG,CU,1/2 X 3 X 4 W/(2) | 53.27 | EA | 0
EL32P8ES | Canada | CAD | COUPLER,LENTON,POSITION, | 201.61 | EA | 0
SSC2Q1H | Canada | CAD | MOLD,CABLE,HORZ SPLICE | 276.78 | EA | 0
FJ1T42 | Canada | CAD | JUMPER,FLEXIBLE,2 RLAY | 87.46 | EA | 0
PB10RR532Q | Canada | CAD | MOLD,CABLE TO REBAR,HORZ | 199.84 | EA | 0
PBW12W002174B | Canada | CAD | BOND,JOINT,250 RLAY INSUL | 434.08 | EA | 0
HAAY2 | Canada | CAD | MOLD,CABLE TO HORZ STL,HO | 168.64 | EA | 0
EGBA14448CB | Canada | CAD | BAR,GRD BUS,1/4 X 4 X 48 | 721.5 | EA | 0
TACY53Q | Canada | CAD | MOLD,CABLE,HORZ TEE | 276.78 | EA | 0
625815M0BULK | Canada | CAD | ROD,GRD,5/8X10,CU BONDED | 9999.99 | EA | 0
PQLA120/240SP | Canada | CAD | POWERLOGICS, PRIVATE | 257.37 | EA | 0
EL28SAQ | Canada | CAD | COUPLER,LENTON,SA,#9, | 69.35 | EA | 0
PTC9F3Q | Canada | CAD | MOLD,CABLE, HORZ THRU PAR | 276.78 | EA | 0
VBC2GV2 | Canada | CAD | MOLD,CABLE TO VERT STL,VE | 276.78 | EA | 0
CATAN2C2C | Canada | CAD | MOLD,CABLE,HORZ TEE | 339.33 | EA | 0
LPLC465 | Canada | CAD | JUMPER,LEAD,COVERED,EYE | 705.82 | EA | 0
B544A411T | Canada | CAD | BUSBAR,ASSY,1/4X4X20,W/IN | 449.19 | EA | 0
534020SER04 | Canada | CAD | FLEXIBAR,ADV,6X24X1MM,SER | 382.81 | EA | 0
EGBA14620GG | Canada | CAD | BUSBAR,GRD,CU,1/4X6X20,GG | 348.87 | EA | 0
BXB139H2 | Canada | CAD | BOX,ONELOOK,ERICO | 6.8 | EA | 0
B121EG | Canada | CAD | LUG,CU,1/4 X 1 1/2 W/1-9/ | 26.12 | EA | 0
EL43T25P9 | Canada | CAD | COUPLER,LENTON POSITION,# | 199.24 | EA | 0
LK6GV | Canada | CAD | LENTON INTERLOK, HDG, | 100.11 | EA | 0
568662 | Canada | CAD | BAR,EARTH,20 TERMINAL | 34.83 | EA | 0
EL36CFF | Canada | CAD | FORMFIXER EL-36-CFF | 5.91 | EA | 0
RJC52Y2 | Canada | CAD | MOLD,CABLE TO REBAR,VERT | 276.78 | EA | 0
XAC9B9B | Canada | CAD | MOLD,CABLE,HORZ X SAME PL | 276.78 | EA | 0
NDF222L | Canada | CAD | MOLD,CABLE TO GRD ROD,HOR | 659.46 | EA | 0
TGBA18L10PT | Canada | CAD | BAR ASSY,GRD BUS,1/4X2X17 | 234 | EA | 0
M275A | Canada | CAD | FRAME ASSY,WELDER,3/16X3/ | 325.12 | EA | 0
SBPAW35 | Canada | CAD | BOND,SPLICE BAR PLUG,S8 3 | 8.09 | EA | 0
SBB492M | Canada | CAD | MOLD,RAIL,5/16 HF T6 | 89.51 | EA | 0
GTC181P | Canada | CAD | MOLD,CABLE TO GRD ROD,VER | 276.78 | EA | 0
B117ABOX | Canada | CAD | DISK,STEEL,3/4 DIA,10000/ | 0.06 | EA | 0
SBPAC3D | Canada | CAD | CONNECTOR,PLUG TRACK, | 25.92 | EA | 0
HDGYE162QW | Canada | CAD | MOLD,CABLE TO GRD ROD,VER | 853.76 | EA | 0
PBCS5M | Canada | CAD | MOLD,C BOND,2/0 COMPOSITE | 199.84 | EA | 0
47858650AEP | Canada | CAD | ROD,GRD,5/8,CU PLATED,15 | 215.64 | EA | 0
HCA1V1.25 | Canada | CAD | MOLD,CABLE TO HORZ STL,HO | 168.64 | EA | 0
TCR2Q1H | Canada | CAD | MOLD,CABLE,VERT TEE HORZ | 376.08 | EA | 0
EPGA142120 | Canada | CAD | PERIMETER,GRD,ASSY,STRAIG | 764.11 | EA | 0
EGBA14210GG | Canada | CAD | BAR,GRD BUS,1/4 X 2 X 10 | 114.4 | EA | 0
GYE331V | Canada | CAD | MOLD,CABLE TO GRD ROD,VER | 775.14 | EA | 0
TAC3D8C | Canada | CAD | MOLD,CABLE,HORZ TEE | 276.78 | EA | 0
TAC2C9G | Canada | CAD | MOLD,CABLE,HORZ TEE | 276.78 | EA | 0
KA115 | Canada | CAD | LUG,CU,6X50X95MM,1 HOLE | 51.12 | EA | 0
PB20PPS6PS | Canada | CAD | MOLD,CABLE,HORZ ELL | 199.84 | EA | 0
GTC188F | Canada | CAD | MOLD,CABLE TO GRD ROD,VER | 276.78 | EA | 0
GFC312Q | Canada | CAD | MOLD,CABLE TO GRD ROD,HOR | 276.78 | EA | 0
RCE54Y5 | Canada | CAD | MOLD,CABLE TO REBAR,VERT | 775.14 | EA | 0
TACSK2Q | Canada | CAD | MOLD,CABLE,HORZ TEE | 276.78 | EA | 0
NX1161G | Canada | CAD | ONE-SHOT,CABLE TO GRD ROD | 33.09 | EA | 0
SBK402HBD | Canada | CAD | KIT,GROUNDING, RAIL,TRACK | 1498.84 | EA | 0
EGBA14424NN | Canada | CAD | BAR,GRD BUS,1/4 X 4 X 24, | 366.6 | EA | 0
SBA258B1CD2BSS | Canada | CAD | CLIP,RETAINER,TRACK CIRCT | 21.09 | EA | 0
510170 | Canada | CAD | BRAID,CU,TINNED,25 M LG,4 | 15.3 | MR | 0
MBA22 | Canada | CAD | MOLD,BLANK,3 X 3 X 7 1/2 | 237.06 | EA | 0
PBW12W00234B | Canada | CAD | BOND,JOINT,250 RLAY INSUL | 149.92 | EA | 0
PTC1G1G | Canada | CAD | MOLD,CABLE, HORZ THRU PAR | 276.78 | EA | 0
SBK353 | Canada | CAD | KIT,RAIL,BOOTLEG,3 WIRE | 104.59 | EA | 0
NT1141G | Canada | CAD | ONE-SHOT,CABLE TO GRD ROD | 31.37 | EA | 0
PQS400277/480 | Canada | CAD | PROTECTOR,SURGE,PQS400,27 | 4935.76 | EA | 0
553405 | Canada | CAD | CONNECTOR,BUS BAR,CABLE | 2.52 | EA | 0
CAB1331L | Canada | CAD | SLEEVE,CU,.170 ID X .232 | 1.25 | EA | 0
LK87 | Canada | CAD | COUPLER,LENTON INTERLOK,# | 87.28 | EA | 0
534057PSC02 | Canada | CAD | FLEXIBAR,ADV,8X100X1,PSC | 827.67 | EA | 0
B117B53 | Canada | CAD | DISK,STL,1 INCH,53 PCS | 0.05 | EA | 0
XBM2Q2QHQ | Canada | CAD | MOLD,CABLE,HORZ X LAPPED | 844.84 | EA | 0
534025ABBP03 | Canada | CAD | FLEXIBAR,ADV,4X32X1,ABBP | 257.19 | EA | 0
542120 | Canada | CAD | INSULATOR,BUSBAR,ISO TP | 28.15 | EA | 0
CAGTP181H | Canada | CAD | MOLD,CABLE TO GRD ROD,VER | 304.14 | EA | 0
LQRCAJ16 | Canada | CAD | MOLD,CABLE TO BUS/LUG,VER | 376.08 | EA | 0
GRC162C | Canada | CAD | MOLD,CABLE TO GRD ROD,VER | 276.78 | EA | 0
SBB855C1K48 | Canada | CAD | STUD,GROUNDING,AL/CU,W/PI | 101.22 | EA | 0
PB10SS2Q4R | Canada | CAD | MOLD,CABLE,HORZ SPLICE | 199.84 | EA | 0
EL25SA | Canada | CAD | COUPLER,LENTON,SA,#8 | 40.95 | EA | 0
561540 | Canada | CAD | SUPPORT,BUSBAR,UBS 3/10 | 479.61 | EA | 0
PTC3A2C | Canada | CAD | MOLD,CABLE, HORZ THRU PAR | 276.78 | EA | 0
CAS09F | Canada | CAD | SLEEVE,CU,.328 ID X .390 | 1.37 | EA | 0
EGBA14212EB | Canada | CAD | BAR,GRD BUS,1/4 X 2 X 12 | 132.6 | EA | 0
RRC522Q | Canada | CAD | MOLD,CABLE TO REBAR,HORZ | 276.78 | EA | 0
A927F021 | Canada | CAD | BOLT,HEX HEAD,5/16-18 X 5 | 0.2 | EA | 0
RDH562QW | Canada | CAD | MOLD,CABLE TO REBAR,HORZ | 537.38 | EA | 0
GRC221V | Canada | CAD | MOLD,CABLE TO GRD ROD,VER | 276.78 | EA | 0
534045AME01 | Canada | CAD | FLEXIBAR,ADV,5X63X1,AME | 237.99 | EA | 0
XLVGP1L010M | Canada | CAD | MOLD,CABLE TO VERT STL,HO | 244.48 | EA | 0
RBB1292B | Canada | CAD | FILLER MATERIAL KIT,CADWE | 98.84 | EA | 0
LACT2EAJ | Canada | CAD | MOLD,CABLE TO BUS/LUG,HOR | 276.78 | EA | 0
A929A050 | Canada | CAD | WASHER,FLAT,17/64ID X 9/1 | 0.3 | EA | 0
SBA2510B | Canada | CAD | CLIP,RETAINER,TRACK CIRCU | 10.92 | EA | 0
CAVHT1L10 | Canada | CAD | MOLD,CABLE TO VERT CAST I | 269.61 | EA | 0
553060 | Canada | CAD | CONNECTOR,FLEXIBAR,80MM X | 18.46 | EA | 0
LAC1TDE | Canada | CAD | MOLD,CABLE TO BUS/LUG,HOR | 276.78 | EA | 0
556230 | Canada | CAD | SLEEVE,GLASSFIBRE,FGBS 12 | 5.97 | MR | 0
LPC513L | Canada | CAD | SPLICE,CU,CABLE,STRAIGHT | 98.8 | EA | 0
CAHBA1T6 | Canada | CAD | MOLD,CABLE,TO HORZ CAST I | 168.64 | EA | 0
RBW739810H | Canada | CAD | INSTALLATION,KIT,EQUIP #8 | 2033.71 | EA | 0
SBS24882B | Canada | CAD | BOND,JOINT HEAD,3/16X6 1/ | 4.15 | EA | 0
LPA819 | Canada | CAD | PIPE,BAND,AL CABLE,10IN | 47.57 | EA | 0
LPA331 | Canada | CAD | BASE,AL,STRAP,PIPE MOUNT, | 56.16 | EA | 0
505688 | Canada | CAD | BUSBAR,SPECIAL,1/2X4-1/2X | 202.11 | EA | 0
EGBA14212DDT | Canada | CAD | BAR,GRD BUS,1/4 X 2 X 12 | 163.8 | EA | 0
PB10GF101T001 | Canada | CAD | MOLD,CABLE TO GRD ROD,HOR | 279.38 | EA | 0
155300EMT01 | Canada | CAD | ROD,GRD,5/8X1.2M,CU BOND, | 40.89 | EA | 0
EL3832A2 | Canada | CAD | COUPLER,LENTON TRANSITION | 147.33 | EA | 0
LPAAR0510 | Canada | CAD | TERMINAL,AIR,500MM,10MM D | 75.18 | EA | 0
635830SP15 | Canada | CAD | ROD,GRD,5/8X3,SEC,CU BOND | 22.33 | EA | 0
HVC33CU | Canada | CAD | MOLD,STUD TO VERT STL | 276.78 | EA | 0
TACY4Y5 | Canada | CAD | MOLD,CABLE,HORZ TEE | 276.78 | EA | 0
PBWX401 | Canada | CAD | MOLD,PAIR,CABLE,WEB BOND | 173.03 | EA | 0
534025L3M | Canada | CAD | FLEXIBAR,ADV,4X32X1MM,3M | 329.08 | EA | 0
FLXPSHL0003 | Canada | CAD | FLEXIBAR,ADV,5X20X1MM,SHL | 182.397 | EA | 0
534021SAF03 | Canada | CAD | FLEXIBAR,ADV,8X24X1MM,SAF | 287.04 | EA | 0
VBC1VV5C | Canada | CAD | MOLD,CABLE TO VERT STL, | 276.78 | EA | 0
LPA29612 | Canada | CAD | TERMINAL,AIR,EXTENSION,PA | 44.01 | EA | 0
558620 | Canada | CAD | TOOL,CRIMP,DRILL,BD25,15- | 268.2 | EA | 0
PSC2G | Canada | CAD | MOLD,CABLE,PULL SPLICE | 276.78 | EA | 0
CAF11V18 | Canada | CAD | BOND,CATH,2 CONC CLASS B, | 45.18 | EA | 0
LPC30958 | Canada | CAD | BASE,CU,POINT,5/8IN, | 64.64 | EA | 0
EL36P9SS | Canada | CAD | COUPLER,LENTON POSITION, | 672.71 | EA | 0
VVR8C | Canada | CAD | MOLD,CABLE TO VERT STL,VE | 376.08 | EA | 0
GYR14Y2 | Canada | CAD | MOLD,CABLE TO GRD ROD,VER | 376.08 | EA | 0
ECRH101T3D | Canada | CAD | GROUND ROD,ASSY,KIT.10FT, | 2515.94 | EA | 0
CAVHT1G4 | Canada | CAD | MOLD,CABLE TO VERT CAST I | 269.61 | EA | 0
EPGC1446X6T | Canada | CAD | PERIMETER,GRD,90 DEG BEND | 159.08 | EA | 0
PB10LAY0EK | Canada | CAD | MOLD,300MM2 CONC TO 1/4X3 | 271.52 | EA | 0
RBT121018A | Canada | CAD | SLEEVE,CADWELD,#12,38MM, | 161 | EA | 0
HDGBD31 | Canada | CAD | MOLD,GRD ROD TO ROD,RECEP | 586.79 | EA | 0
CAVNT1ERH16 | Canada | CAD | MOLD,CABLE TO VERT STL,HO | 269.61 | EA | 0
B183DP100 | Canada | CAD | HINGE,ASSY,DOUBLE L TYPE, | 417.61 | EA | 0
556827LUC | Canada | CAD | BRAID,CU,TINNED,50MM2 | 3.87 | EA | 0
EPD100HZ120V | Canada | CAD | ERICO PROTECTION DEVICE, | 1751.05 | EA | 0
MTKS4X6AEP6S | Canada | CAD | MAT,GRD,4FT X 6FT,#6 SOL, | 406.16 | EA | 0
534010HDQ08 | Canada | CAD | FLEXIBAR,ADV,2X20X1MM,HDQ | 55.64 | EA | 0
CAVHT1L12 | Canada | CAD | MOLD,CABLE TO VERT CAST I | 269.61 | EA | 0
GPJ183Q | Canada | CAD | MOLD,CABLE TO GRD ROD,VER | 1147.17 | EA | 0
LPC415 | Canada | CAD | POINT,CU,BARE,INDUSTRIAL | 295.57 | EA | 0
XLVTP1L003M | Canada | CAD | MOLD,CABLE TO VERT STL,HO | 244.48 | EA | 0
LPA2955F5F | Canada | CAD | ADAPTER,AL,COUPL.,5/8IN | 20.72 | EA | 0
VTC2G | Canada | CAD | MOLD,CABLE TO VERT STL,HO | 276.78 | EA | 0
PBW33S9WSB | Canada | CAD | BOND,STUB END WEB,500 RLA | 42.47 | EA | 0
LPC810L | Canada | CAD | HOLDER,CU,CABLE,ADHESIVE | 8.29 | EA | 0
557980 | Canada | CAD | RAIL,DIN,SUPPORT,IRS 6 AN | 2.13 | EA | 0
GRC169T | Canada | CAD | MOLD,CABLE TO GRD ROD,VER | 276.78 | EA | 0
EGBA14420QQ | Canada | CAD | BAR,ASSY,GRD BUS,1/4 X 4 | 309.4 | EA | 0
EPGC122120 | Canada | CAD | BAR,GRD,PERIMETER,CU,1/2X | 811.92 | EA | 0
A811D26F100A | Canada | CAD | COIL,CU,.016 X 3/4IN WIDE | 16.95 | EA | 0
B548A58 | Canada | CAD | MOUNTING,KIT,3/4X5-9W BAR | 46.67 | EA | 0
SIM28A2316 | Canada | CAD | MAST 28MM DIAM X 2M, 316 | 518.06 | EA | 0
27301001 | Canada | CAD | ROD GUIDE,STL | 1.32 | EA | 0
SBA206 | Canada | CAD | CLIP,RETAINER,TRACK | 10.37 | EA | 0
PCC2G2G | Canada | CAD | MOLD,CABLE,HORZ TAP PARAL | 276.78 | EA | 0
PQCF160-277/480 | Canada | CAD | SES160F480Y | 2602.52 | EA | 0
LPEEK2G | Canada | CAD | MOLD,CABLE TO BUS,VERT TE | 775.14 | EA | 0
HSC2530ZNIBLK | Canada | CAD | CLIP,SNAP,BLK | 1.55 | EA | 0
PHR1Y1Y | Canada | CAD | MOLD,CABLE,VERT THRU PARA | 376.08 | EA | 0
534037TR03 | Canada | CAD | FLEXIBAR,ADV,3X50X1,TR | 62.92 | EA | 0
508151 | Canada | CAD | RAW, | 120.03 | EA | 0
LK10GV | Canada | CAD | COUPLER,LENTON INTERLOK, | 176.88 | EA | 0
HDXBV3Q9H | Canada | CAD | MOLD,CABLE,HORZ X LAPPED | 1215.58 | EA | 0
SRGC46BR | Canada | CAD | CLAMP,BRACKET,SIGNAL REF, | 33.28 | EA | 0
PBC105P2 | Canada | CAD | CLAMP,WEB WELDER,T20 24,Q | 579.87 | EA | 0
GTC222GHQ | Canada | CAD | MOLD,CABLE TO GRD ROD,VER | 276.78 | EA | 0
EL32C3JQ | Canada | CAD | COUPLER,LENTON,HALF,C3J, | 84.61 | EA | 0
CAHBA1H24 | Canada | CAD | MOLD,CABLE TO HORZ CAST I | 168.64 | EA | 0
A929A103 | Canada | CAD | WASHER,FLAT,5/8 S.S. | 1.52 | EA | 0
PBXL200 | Canada | CAD | WELD,METAL,ALLOY F80 EXOL | 47.24 | EA | 0
PBWX8RH | Canada | CAD | MOLD,BOND,FIELD MADE BOND | 127.49 | EA | 0
VSC9EV3C | Canada | CAD | MOLD,CABLE TO VERT STL,45 | 276.78 | EA | 0
534056RW49 | Canada | CAD | FLEXIBAR,ADV,6X100X1MM,RW | 566.7 | EA | 0
GFCP1202E | Canada | CAD | MOLD,CABLE TO GRD ROD,HOR | 276.78 | EA | 0
534033PMR02 | Canada | CAD | FLEXIBAR,ADV,5X40X1, PMR | 144.16 | EA | 0
GYE182GM | Canada | CAD | MOLD,CABLE TO GRD ROD,VER | 561.05 | EA | 0
EL57TD6 | Canada | CAD | COUPLER,LENTON TERMINATOR | 112.56 | EA | 0
AWG6 | Canada | CAD | WIRE,#6,CU,SOL,.162 DIA. | 13.46 | EA | 0
615860LH01 | Canada | CAD | ROD,GRD,5/8X6FT,CU PLATE | 41.69 | EA | 0
534031PMR04 | Canada | CAD | FLEXIBAR,ADV,3X40X1,PMR | 94.03 | EA | 0
A927P025 | Canada | CAD | SCREW,SHEET METAL,#10 X 1 | 0.49 | EA | 0
RBT6101 | Canada | CAD | SPLICE,KIT,#6 CADWELD T-S | 199.53 | EA | 0
XB3Y6Y6 | Canada | CAD | MOLD,CABLE,HORZ X LAPPED | 606.83 | EA | 0
534009 | Canada | CAD | FLEX ADV2MTC 10X15,5X0,8 | 283.57 | EA | 0
554367 | Canada | CAD | BRAID,EARTH,SS,70MM2,CPI | 33.89 | EA | 0
510340 | Canada | CAD | BRAID,FLAT,TINNED,TPCEI50 | 120.71 | MR | 0
PQCF320120208V | Canada | CAD | SES320F208Y | 6497.53 | EA | 0
PB10LA2QEE | Canada | CAD | MOLD,CABLE TO BUS/LUG, | 199.84 | EA | 0
A927F151 | Canada | CAD | BOLT,HEX,14-24NS-2A COPPE | 6.19 | EA | 0
563470 | Canada | CAD | BRAID,PREFAB,300X28X5MM, | 25.92 | EA | 0
LPC30238 | Canada | CAD | BASE,CABLE,AND AIR TERMIN | 51.75 | EA | 0
BXB139K2 | Canada | CAD | BOX,ONELOOK,ERICO | 4.64 | EA | 0
HAAY4 | Canada | CAD | MOLD,CABLE TO HORZ STL,HO | 168.64 | EA | 0
B540A14614A | Canada | CAD | COVER,BUSBAR,1/4X6X14,CLR | 60.13 | EA | 0
SBXSS3336 | Canada | CAD | BOND,SWITCH,3/16 & 3/4 XS | 16.25 | EA | 0
534034GE38 | Canada | CAD | FLEXIBAR,ADV,6X40X1MM,GE, | 396.71 | EA | 0
560660 | Canada | CAD | SPACER M5X15 | 2.57 | EA | 0
LK109GV | Canada | CAD | LENTON INTERLOK,HDG, | 182.08 | EA | 0
560900 | Canada | CAD | MODULE ABS 3/10 | 91.55 | EA | 0
EL25A2D6 | Canada | CAD | COUPLER,LENTON,#8 TERMINA | 79.05 | EA | 0
SSC2Q1K | Canada | CAD | MOLD,CABLE,HORZ SPLICE | 276.78 | EA | 0
EGBA14420CCT | Canada | CAD | BAR ASSY,GRD BUS,1/4X4X20 | 361.4 | EA | 0
LPC29612A | Canada | CAD | TERMINAL,AIR,EXTENSION,PA | 59.35 | EA | 0
613400TL | Canada | CAD | ROD,GRD,3/4X10FT 7INCH,CU | 94.91 | EA | 0
SBB2721YS72 | Canada | CAD | SHUNT,BASE,HARD,3/16 W/BL | 173.93 | EA | 0
HDGTC169FW | Canada | CAD | MOLD,CABLE TO GRD ROD,VER | 355.41 | EA | 0
TERMDUALCOUP | Canada | CAD | ERICORE DUAL COUPLER | 2560.92 | EA | 0
PTC3Q1T | Canada | CAD | MOLD,CABLE, HORZ THRU PAR | 276.78 | EA | 0
534020AB01 | Canada | CAD | FLEXIBAR,ADV,6X24X1MM,RW, | 115.54 | EA | 0
HXRBPA | Canada | CAD | MOLD,2/0 CONC THRU 500KCM | 376.08 | EA | 0
TDSGAPA14 | Canada | CAD | BAR ASSY,GRD BUS,POST | 353.55 | EA | 0
LPC126CTO | Canada | CAD | CABLE,CU,SMOOTH WEAVE, | 11.99 | EA | 0
534034ARZ14 | Canada | CAD | FLEXIBAR,ADV,6X40X1MM,ARZ | 347.43 | EA | 0
LAC1VDE | Canada | CAD | MOLD,CABLE TO BUS/LUG, | 276.78 | EA | 0
TAC2L1L | Canada | CAD | MOLD,CABLE,HORZ TEE | 276.78 | EA | 0
VVC1HV4 | Canada | CAD | MOLD,CABLE TO VERT STL,VE | 276.78 | EA | 0
GTC16T4 | Canada | CAD | MOLD,CABLE TO GRD ROD,VER | 276.78 | EA | 0
CAHEA1L12 | Canada | CAD | MOLD,CABLE,TO HORZ CAST I | 168.64 | EA | 0
635837BULK | Canada | CAD | KIT,GRD ROD,5/8X3,CU BOND | 172.19 | EA | 0
ELC16FS2 | Canada | CAD | COUPLER,LENTON FORM SAVER | 3.88 | EA | 0
FGCF1 | Canada | CAD | CLAMP,GRD,#8 SOL-4 STR | 13.74 | EA | 0
CAVHP1Y | Canada | CAD | MOLD,CABLE,TO VERT CAST I | 304.14 | EA | 0
GRC221L | Canada | CAD | MOLD,CABLE TO GRD ROD,VER | 276.78 | EA | 0
SBTBJU418 | Canada | CAD | BOND,KIT,JUMPER,3/16 SIG, | 12.35 | EA | 0
SBK350 | Canada | CAD | KIT,GROUND,PTC TOWER,130 | 380.58 | EA | 0
A808A05C24 | Canada | CAD | WIRE,STL,CU CLAD,BARE,30% | 3.29 | EA | 0
HDTAD3A3A | Canada | CAD | MOLD,CABLE,HORZ TEE | 586.79 | EA | 0
CA25PLUSXF19 | Canada | CAD | CADWELD PLUS,#25,XF19, | 14.12 | EA | 0
RRC532C | Canada | CAD | MOLD,CABLE TO REBAR,HORZ | 276.78 | EA | 0
45F80 | Canada | CAD | WELD METAL,CADWELD,F80 | 17.62 | EA | 0
615800HA01UL | Canada | CAD | ROD,GRD,5/8X10,CU CLAD,10 | 60.32 | EA | 0
EL28SASA2800 | Canada | CAD | COUPLER,LENTON,SASA,DBL | 164.74 | EA | 0
RBW7398V | Canada | CAD | INSTALLATION KIT,EQUIP,#8 | 1920.58 | EA | 0
A140WT | Canada | CAD | CONNECTOR,TEMP,3/16 TRACK | 59.49 | EA | 0
534435 | Canada | CAD | IBSB ADV 185-330-10-12 | 82.1 | EA | 0
EL16CIPS | Canada | CAD | PROTECTOR,THREAD,INTERNAL | 0.24 | EA | 0
LJCEC2Q | Canada | CAD | MOLD,CABLE TO BUS/LUG, | 276.78 | EA | 0
TDXM100FP | Canada | CAD | PROTECTOR,SURGE, | 132.38 | EA | 0
GT1162CPLUS | Canada | CAD | ONE-SHOT,CABLE TO GRD ROD | 35.18 | EA | 0
PTCY2Y2 | Canada | CAD | MOLD,CABLE,HORZ THRU PARA | 276.78 | EA | 0
PB80LS3SJK003 | Canada | CAD | MOLD,CABLE TO BUS/LUG,HOR | 906.82 | EA | 0
GYE168C | Canada | CAD | MOLD,CABLE TO GRD ROD,VER | 775.14 | EA | 0
GYR18Y1 | Canada | CAD | MOLD,CABLE TO GRD ROD,VER | 376.08 | EA | 0
PTDY9Y0 | Canada | CAD | MOLD,CABLE,HORZ THRU PARA | 586.79 | EA | 0
SB41RR561A | Canada | CAD | MOLD,CABLE TO REBAR,HORZ | 107.3 | EA | 0
LJCAG1G | Canada | CAD | MOLD,CABLE TO BUS/LUG,HOR | 276.78 | EA | 0
RBW2686 | Canada | CAD | SLEEVE,SPEED,#6 | 26.58 | EA | 0
TAD4L3QW | Canada | CAD | MOLD,CABLE,HORZ TEE | 665.42 | EA | 0
XBQ9D9D | Canada | CAD | MOLD,CABLE,HORZ X LAPPED | 528.45 | EA | 0
LQJGH3Q | Canada | CAD | MOLD,CABLE TO BUS/LUG, | 1147.17 | EA | 0
TACT2Y4 | Canada | CAD | MOLD,CABLE,HORZ TEE | 276.78 | EA | 0
548590 | Canada | CAD | INSULATOR,BUSBAR,ISO TP | 6.24 | EA | 0
GYE162QW | Canada | CAD | MOLD,CABLE TO GRD ROD,VER | 853.76 | EA | 0
SVC1L | Canada | CAD | MOLD,CABLE,VERT SPLICE | 276.78 | EA | 0
VFC1Y | Canada | CAD | MOLD,CABLE TO VERT STL,VE | 276.78 | EA | 0
LPC227 | Canada | CAD | POINT,CU,1/2IN X 36IN | 266.8 | EA | 0
EL36P24L | Canada | CAD | COUPLER,LENTON,POSITION, | 142.78 | EA | 0
534048ABB03 | Canada | CAD | FLEXIBAR, ADV, 10X63X1MM | 673.43 | EA | 0
TAC1T1G | Canada | CAD | MOLD,CABLE,HORZ TEE | 276.78 | EA | 0
BMKHAMHAM | Canada | CAD | MOLD,BUS BAR,HORZ TEE BAR | 1255.97 | EA | 0
HAA1E7C | Canada | CAD | MOLD,CABLE TO HORZ STL,HO | 168.64 | EA | 0
534018AM17 | Canada | CAD | FLEXIBAR,ADV,4X24X1MM,AM, | 265.85 | EA | 0
553080 | Canada | CAD | PLATE,BIMETALLIC,BMS100, | 37.83 | EA | 0
VTC3DHQ | Canada | CAD | MOLD,CABLE TO VERT STL, | 276.78 | EA | 0
EGBA14296BD | Canada | CAD | BUSBAR,GRD,CU,1/4X2X96,BD | 920.4 | EA | 0
GLCDE2L | Canada | CAD | MOLD,CABLE TO LUG,HORZ | 276.78 | EA | 0
VVC1VV21C | Canada | CAD | MOLD,CABLE TO VERT STL,VE | 276.78 | EA | 0
PRC2G2G | Canada | CAD | MOLD,CABLE, VERT ELL DOWN | 276.78 | EA | 0
PB99SS150B2 | Canada | CAD | MOLD,CABLE,HORZ SPLICE | 609.97 | EA | 0
SPDC50277/480 | Canada | CAD | PROTECTOR,SURGE,TDX50C,3P | 2288.59 | EA | 0
LPC807L | Canada | CAD | STRAP,CABLE,CU,1 IN PIPE | 23.78 | EA | 0
PHR2L2L | Canada | CAD | MOLD,CABLE, VERT THRU PAR | 376.08 | EA | 0
PGC2C2C | Canada | CAD | MOLD,CABLE, HORZ THRU PAR | 276.78 | EA | 0
EL36SASA4400 | Canada | CAD | COUPLER,LENTON,SASA,DBL | 334.01 | EA | 0
LPA229F | Canada | CAD | POINT,AL,FLAT TIP 1/2 X | 46.88 | EA | 0
SRGBG100 | Canada | CAD | GRID,SRG,16 X 100,26 GAGE | 7858.36 | EA | 0
PCC2C1V | Canada | CAD | MOLD,CABLE, HORZ TAP PARA | 276.78 | EA | 0
B2617A | Canada | CAD | CLAMP,ASSY,STATIC GRD,AIR | 88.7 | EA | 0
SBG100 | Canada | CAD | RAIL GRINDER,BATTERY,POWE | 844.48 | EA | 0
S1V63 | Canada | CAD | MOLD,HV CABLE SPLICE,HORZ | 2200.6 | EA | 0
SES320B240D | Canada | CAD | SES, 320KA, BASIC, 240V | 1641.98 | EA | 0
554308 | Canada | CAD | BRAID,EARTH,SS,25MM2,CPI | 33.12 | EA | 0
LPC750 | Canada | CAD | PLATE,CU,GROUND,20AWG, | 482.51 | EA | 0
LPC502L | Canada | CAD | SPLICE,CABLE,STAMPED ASSE | 23.26 | EA | 0
VFRSFV2HQ | Canada | CAD | MOLD,CABLE TO VERT STL, | 376.08 | EA | 0
VSC2CV5C | Canada | CAD | MOLD,CABLE TO VERT STL,45 | 276.78 | EA | 0
PCC1G2C | Canada | CAD | MOLD,CABLE, HORZ TAP PARA | 276.78 | EA | 0
GTD374L | Canada | CAD | MOLD,CABLE TO GRD ROD,VER | 586.79 | EA | 0
EL57T43TA2 | Canada | CAD | COUPLER,LENTON STANDARD,# | 148.69 | EA | 0
ECRV102C4U | Canada | CAD | GROUND ROD,ASSY,KIT,10 FT | 2371.29 | EA | 0
811280UPC | Canada | CAD | GROUND ROD,GALV,POINTED, | 33.37 | EA | 0
EGGBA14412SSS3 | Canada | CAD | BUSBAR,STL,GALV,1/4X4X12, | 211.07 | EA | 0
GYR18Y4 | Canada | CAD | MOLD,CABLE TO GRD ROD,VER | 376.08 | EA | 0
AT26H | Canada | CAD | ROD,GRD,5/8X 2.4M,CU CLAD | 52.85 | EA | 0
ECRE201T4U | Canada | CAD | GROUND ROD,ASSY,KIT,EXTEN | 3680.05 | EA | 0
SSGRS110 | Canada | CAD | ROD,GRD,1INX10FT,SS,SECT | 501.72 | EA | 0
FC082 | Canada | CAD | CLAMP, FENCE 3-1/2 IPS | 125.59 | EA | 0
508018 | Canada | CAD | BRAID,FLEXIBLE, | 1123.08 | EA | 0
XBV3Q3QHQM | Canada | CAD | MOLD,CABLE,HORZ X LAPPED | 938.81 | EA | 0
VSCS7V3.5W | Canada | CAD | MOLD,CABLE TO VERT STL,45 | 302.99 | EA | 0
534028MJP03 | Canada | CAD | FLEXIBAR,ADV,8X32X1MM,MJP | 254.48 | EA | 0
SB32PLUSF80 | Canada | CAD | CADWELD PLUS,#32,F80 | 5.46 | EA | 0
LPC244B | Canada | CAD | POINT,CU,BARE,5/8 IN X | 72.19 | EA | 0
LPC120L250LES | Canada | CAD | CABLE, TINNED CU, SMOOTH | 7.05 | EA | 0
GTD164L | Canada | CAD | MOLD,CABLE TO GRD ROD,VER | 586.79 | EA | 0
560890 | Canada | CAD | ABS MODULE 2/10 | 82.17 | EA | 0
LPC811 | Canada | CAD | HOLDER,CU,STAND-OFF CABLE | 18.84 | EA | 0
EGBA14210JE | Canada | CAD | BUSBAR,GRD,CU,1/4X2X10,JE | 114.4 | EA | 0
EL12D14 | Canada | CAD | ANCHOR,LENTON,TERMINATOR, | 22.89 | EA | 0
B277A6 | Canada | CAD | FRAME,ASSY,FOR 2 1/4 | 64.83 | EA | 0
SSC2C1K | Canada | CAD | MOLD,CABLE,HORZ SPLICE | 276.78 | EA | 0
L163 | Canada | CAD | HANDLE CLAMP, E-Z CHANGE, | 308 | EA | 0
GQR168F | Canada | CAD | MOLD,CABLE TO GRD ROD,VER | 376.08 | EA | 0
EL43TP8QX6 | Canada | CAD | COUPLER,LENTON,POSITION | 533.96 | EA | 0
PHK4L4L | Canada | CAD | MOLD,CABLE,VERT THRU | 1255.97 | EA | 0
LC36S2D | Canada | CAD | SLEEVE,S2 SERIES,36MM, | 271.22 | EA | 0
RBT4101H | Canada | CAD | SPLICE,KIT,#4 CADWELD T-S | 199.23 | EA | 0
VTP1H005M | Canada | CAD | MOLD,CABLE TO VERT STL,HO | 304.2 | EA | 0
534418 | Canada | CAD | IBSB ADV 70-630-8-10 | 55.21 | EA | 0
B2718A2H | Canada | CAD | PULLEY,DRIVER,RAIL GRINDE | 100.31 | EA | 0
TAC2G3Q | Canada | CAD | MOLD,CABLE,HORZ TEE | 276.78 | EA | 0
GT1182G | Canada | CAD | ONE-SHOT, CABLE TO GRD RO | 33.77 | EA | 0
SSD4Y3Q | Canada | CAD | MOLD,CABLE,HOEZ SPLICE | 586.79 | EA | 0
RRH562Q | Canada | CAD | MOLD,CABLE TO REBAR,HORZ | 484.97 | EA | 0
XLLJCEG2L | Canada | CAD | MOLD,CABLE TO BUS/LUG,HOR | 328.55 | EA | 0
S1V46M | Canada | CAD | MOLD,HV CABLE SPLICE,HORZ | 264.78 | EA | 0
BACPAL | Canada | CAD | 3OLD,BUS BAR,HORZ SPLICE | 276.78 | EA | 0
ELFB12X010 | Canada | CAD | LENTON FORM SAVER BOLT, | 5.45 | EA | 0
534055VGC01 | Canada | CAD | FLEXIBAR,ADV,5X100X1,VGC, | 112.54 | EA | 0
503210IR01 | Canada | CAD | BRAID,CU,TIN,2INX5MM THK, | 73.93 | EA | 0
RBW341 | Canada | CAD | FRAME,VERTICAL,POURING | 944.13 | EA | 0
FLXPAPG0009 | Canada | CAD | FLEXIBAR,ADV,4X80X1MM,APG | 206.13 | EA | 0
S1V42 | Canada | CAD | MOLD,HV CABLE SPLICE,HORZ | 576.94 | EA | 0
PB60TA3N4L | Canada | CAD | MOLD,CABLE,HORZ TEE | 423.66 | EA | 0
534053RW14 | Canada | CAD | FLEXIBAR,ADV,10X80X1,RW | 461.19 | EA | 0
HDTAD4Y4Y | Canada | CAD | MOLD,CABLE,HORZ TEE | 586.79 | EA | 0
RRM522GSWM | Canada | CAD | MOLD,CABLE TO REBAR,HORZ | 574.44 | EA | 0
LPC204L | Canada | CAD | POINT,CU,3/8IN X 18IN | 42.99 | EA | 0
SBS17F | Canada | CAD | SLEEVE,BOND,2 RLAY/1 CONC | 180.45 | EA | 0
RHC532V | Canada | CAD | MOLD,CABLE TO REBAR,HORZ | 276.78 | EA | 0
EGBA14424FF | Canada | CAD | BAR,GRD BUS,1/4 X 4 24LG, | 366.6 | EA | 0
GYJ183H | Canada | CAD | MOLD,CABLE TO GRD ROD,VER | 1147.17 | EA | 0
DT275030R | Canada | CAD | TYPE 2, 750V, 3 0 | 344.83 | EA | 0
TAC2L1T | Canada | CAD | MOLD,CABLE,HORZ TEE | 276.78 | EA | 0
GYJ163Q | Canada | CAD | MOLD,CABLE TO GRD ROD,VER | 1147.17 | EA | 0
LPA222ST | Canada | CAD | POINT,AL,BLUNT,1/2 X 12IN | 10.22 | EA | 0
S90-04-10 | Canada | CAD | MODULE, SURGE, TSF, 120V, | 272.56 | EA | 0
508035 | Canada | CAD | BRAID,FLEXIBLE, | 1276.54 | EA | 0
LPP93012 | Canada | CAD | BALL,PLASTIC,ORNAMENT,WHT | 45.24 | EA | 0
VNCSFLH1.25 | Canada | CAD | MOLD,CABLE TO VERT STL,HO | 276.78 | EA | 0
VFC8C | Canada | CAD | MOLD,CABLE TO VERT STL,VE | 276.78 | EA | 0
561840 | Canada | CAD | METAL SPACER M6 X 90 | 2.76 | EA | 0
TAC3A9E | Canada | CAD | MOLD,CABLE,HORZ TEE | 276.78 | EA | 0
ELIPG26200 | Canada | CAD | LENTON,ISO PLUG GAGE | 450.81 | EA | 0
VTE2Q001 | Canada | CAD | MOLD,CABLE TO VERT STL,HO | 775.14 | EA | 0
CWP1JBLK | Canada | CAD | CLAMP,WATER PIPE,BRZ,1/2- | 9.63 | EA | 0
LPA262 | Canada | CAD | POINT,AL,TUBULAR,5/8X12IN | 175.98 | EA | 0
LPG35458 | Canada | CAD | BRACE,GALV STEEL,TRIPOD | 140.73 | EA | 0
LPLC481SH | Canada | CAD | FASTENER,LEAD,COV. PINCH, | 70.15 | EA | 0
400PLUSF20 | Canada | CAD | CADWELD PLUS,#400,F20 | 89.64 | EA | 0
FLXPABB0036 | Canada | CAD | FLEXIBAR,ADV,4X80X1,ABB | 400.13 | EA | 0
B295X51Z81 | Canada | CAD | LABEL,ADHESIVE,TYPE 2 | 104.49 | EA | 0
S01F | Canada | CAD | SLEEVE,CU,FLARED,4/0 CONC | 4.34 | EA | 0
GRP161V | Canada | CAD | MOLD,CABLE TO GRD ROD,VER | 304.2 | EA | 0
SSC3H | Canada | CAD | MOLD,CABLE,HORZ SPLICE | 276.78 | EA | 0
B295X51Z71 | Canada | CAD | LABEL,ADHESIVE,TYPE 2 | 111.84 | EA | 0
534056RW40 | Canada | CAD | FLEXIBAR,ADV,6X100X1MM,RW | 624.98 | EA | 0
RDH572Q | Canada | CAD | MOLD,CABLE TO REBAR,HORZ | 484.97 | EA | 0
XLSSC3Q | Canada | CAD | MOLD,CABLE,HORZ SPLICE | 929.6 | EA | 0
GRC181D | Canada | CAD | MOLD,CABLE TO GRD ROD,VER | 276.78 | EA | 0
E1802ZL03 | Canada | CAD | INDUCTOR,CADWELD,PLUS | 5.62 | EA | 0
534034FL05 | Canada | CAD | FLEXIBAR,ADV,6X40X1,FL | 253.19 | EA | 0
LPC205 | Canada | CAD | POINT,CU,3/8IN X 24IN | 86.53 | EA | 0
LPC319L58 | Canada | CAD | BASE,CU,PNT,5/8 THRD,CAST | 95.69 | EA | 0
EGBA14215NN | Canada | CAD | BAR,GRD BUS,1/4 X 2 X 15 | 159.9 | EA | 0
LAC2Q008 | Canada | CAD | MOLD,CABLE TO BUS/LUG,HOR | 276.78 | EA | 0
INTCPTADF2BSP | Canada | CAD | INTERCEPTOR,ADAPTER,MK3, | 108.28 | EA | 0
PB10SS3S3QC | Canada | CAD | MOLD,CABLE,HORZ SPLICE | 271.52 | EA | 0
EL32D16N | Canada | CAD | COUPLER,LENTON,D16,#10 | 20.24 | EA | 0
554421B | Canada | CAD | BRAID,SS,LUG,50MM2,BULK | 111.58 | EA | 0
534052IPPS01 | Canada | CAD | FLEXIBAR,ADV,8X80X1,IPPS | 334.79 | EA | 0
EL40A2 | Canada | CAD | COUPLER,LENTON STANDARD,4 | 75.13 | EA | 0
633400 | Canada | CAD | ROD,GRD,3/4X10,SEC,CU BON | 91.75 | EA | 0
EGBA38418DB | Canada | CAD | BUSBAR,GRD,CU,3/8X4X18,DB | 304.2 | EA | 0
PTC2C1L | Canada | CAD | MOLD,CABLE, HORZ THRU PAR | 276.78 | EA | 0
VSC9AV21C | Canada | CAD | MOLD,CABLE TO VERT STL,45 | 276.78 | EA | 0
LPC621 | Canada | CAD | CONNECTOR,CU,CABLE,THRU | 138.15 | EA | 0
TAC8D9D | Canada | CAD | MOLD,CABLE,HORZ TEE | 276.78 | EA | 0
LPC61012 | Canada | CAD | BASE,CU,CAST,CONCEALED | 43.67 | EA | 0
TDX100C240 | Canada | CAD | PROTECTOR,SURGE,TDX100C,1 | 958 | EA | 0
ERICORE203U | Canada | CAD | DOWNCONDUCTOR,LIGHTNING | 33612.46 | EA | 0
TAC2L2LW | Canada | CAD | MOLD,CABLE,HORZ TEE | 355.41 | EA | 0
MBA86 | Canada | CAD | MOLD,BLANK,150200 R PRICE | 215.81 | EA | 0
RBT81012HA | Canada | CAD | SLEEVE,CADWELD,#8 -2 T- | 144.3 | EA | 0
534045STK03 | Canada | CAD | FLEXIBAR,ADV,5X63X1MM,STK | 249.55 | EA | 0
534048L3M | Canada | CAD | FLEXIBAR,ADV,10X63X1MM,3M | 1621.48 | EA | 0
PCC2L2L | Canada | CAD | MOLD,CABLE, HORZ TAP PARA | 276.78 | EA | 0
RDH551V | Canada | CAD | MOLD,CABLE TO REBAR,HORZ | 484.97 | EA | 0
HDPTC2B2B | Canada | CAD | MOLD,CABLE, HORZ THRU PAR | 276.78 | EA | 0
EGBA14412HH | Canada | CAD | BAR,GRD BUS,1/4 X 4 X 12 | 195 | EA | 0
EL57TD6Q | Canada | CAD | ANCHOR,LENTON TERMINATOR, | 145.88 | EA | 0
BMCEALCAJ | Canada | CAD | MOLD,3X25MM BUS TO | 276.78 | EA | 0
PB10GR161H | Canada | CAD | MOLD,CABLE TO GRD ROD,VER | 199.84 | EA | 0
PTC3Q9F | Canada | CAD | MOLD,CABLE,HORZ THRU PARA | 276.78 | EA | 0
VVR9FV3W | Canada | CAD | MOLD,CABLE TO VERT STL,VE | 402.29 | EA | 0
615880GAL01 | Canada | CAD | ROD,GRD,5/8X8,CU BONDED | 44.5 | EA | 0
A12831A7 | Canada | CAD | ROD,SAMPLE,3 3/4 IN LONG, | 6.07 | EA | 0
558238ADV | Canada | CAD | IBSBADV 50-430-8-10 E&I | 12.17 | EA | 0
SBM275C | Canada | CAD | FRAME ASSY,WELDER,PAIR | 195.07 | EA | 0
RDM522V | Canada | CAD | MOLD,CABLE TO REBAR,HORZ | 844.84 | EA | 0
B532D2Q36 | Canada | CAD | JUMPER,ASSY,4/0 CONC 36 I | 279.92 | EA | 0
PB13ST2Q171CRLH | Canada | CAD | MOLD,CABLE TO RAIL, HORZ | 271.52 | EA | 0
CAGRT161K | Canada | CAD | MOLD,CABLE TO GRD ROD,VER | 269.61 | EA | 0
534038L3M | Canada | CAD | FLEXIBAR,ADV,4X50X1MM,3M | 670.84 | EA | 0
ECRV101L4U | Canada | CAD | ELECTRODE,ROD,GRD,ASSY,10 | 1877.56 | EA | 0
SSC2Q8K | Canada | CAD | MOLD,CABLE,HORZ SPLICE | 276.78 | EA | 0
534010LAM08 | Canada | CAD | FLEXIBAR,ADV,2X20X1MM,LAM | 261.35 | EA | 0
LK400 | Canada | CAD | KIT,TEMPLATE,INTERLOK,FLO | 117.2 | EA | 0
534020FW07 | Canada | CAD | FLEXIBAR,ADV,6X24X1MM,FW, | 272.69 | EA | 0
A929A102 | Canada | CAD | WASHER,FLAT,5/8 BRONZE | 4.28 | EA | 0
GWC182Q | Canada | CAD | MOLD,CABLE TO GRD ROD,HOR | 276.78 | EA | 0
SBNT1161G | Canada | CAD | ONE-SHOT,CABLE TO GRD ROD | 25.35 | EA | 0
XLTAK4T002S | Canada | CAD | MOLD,CABLE,HORZ TEE,LEFT | 1362.11 | EA | 0
FLXPABB0020 | Canada | CAD | FLEXIBAR,ADV,6X40X1,ABB, | 194.765 | EA | 0
VVR2QV6 | Canada | CAD | MOLD,CABLE TO VERT STL,VE | 376.08 | EA | 0
EGBA14436BB | Canada | CAD | BAR,GRD BUS,1/4 X 4 X 36 | 538.2 | EA | 0
XAC2C1L | Canada | CAD | MOLD,CABLE,HORZ X SAME PL | 276.78 | EA | 0
SSPD1P1M300 | Canada | CAD | SSPD, SINGLE PHASE, | 273.01 | EA | 0
534057IPPS04 | Canada | CAD | FLEXIBAR,ADV,8X100X1,IPPS | 325.81 | EA | 0
EGBA14436DD | Canada | CAD | BAR,GRD BUS,1/4 X 4 X 36 | 538.2 | EA | 0
S90-03-33 | Canada | CAD | TDS2502SR560A | 324.6 | EA | 0
568721 | Canada | CAD | EARTHBAR EBD34AL | 5.54 | EA | 0
EL57TA2Q | Canada | CAD | COUPLER,LENTON STANDARD, | 181.76 | EA | 0
HDSSC2C | Canada | CAD | MOLD,CABLE,HORZ,SPLICE | 276.78 | EA | 0
534117 | Canada | CAD | BUSBAR,FLEXIBLE,ADVANCED, | 206.6 | EA | 0
CAVSTW2B | Canada | CAD | MOLD,CABLE TO VERT STL,45 | 269.61 | EA | 0
VFC1KV3C | Canada | CAD | MOLD,CABLE TO VERT STL,VE | 276.78 | EA | 0
TACY6CY4C | Canada | CAD | MOLD,CABLE,HORZ TEE | 276.78 | EA | 0
LMCEG2G | Canada | CAD | MOLD,CABLE TO BUS/LUG,VER | 276.78 | EA | 0
534045STK02 | Canada | CAD | FLEXIBAR,ADV,5X63X1MM,STK | 100.76 | EA | 0
10115 | Canada | CAD | HANDLE,FRAME COMPONENT | 2214.59 | EA | 0
GTC163Q | Canada | CAD | MOLD,CABLE TO GRD ROD,VER | 276.78 | EA | 0
HSC1G | Canada | CAD | MOLD,CABLE TO HORZ STL,HO | 276.78 | EA | 0
LPA559 | Canada | CAD | CLAMP,AL,CAST,BONDING, | 16.5 | EA | 0
ACL501 | Canada | CAD | WELD METAL,CADWELD,AL,A22 | 60.46 | EA | 0
510130 | Canada | CAD | BRAID,CU,TINNED,50 M LG, | 4.11 | MR | 0
SBTBJ3636 | Canada | CAD | BOND,JUMPER,3/16 & 1 1/2 | 18.68 | EA | 0
RBWS1481J | Canada | CAD | BASIN,POURING,#14 STANDAR | 440.8 | EA | 0
554790 | Canada | CAD | POLY,SLEEVE,50 M,BLACK, | 3.06 | MR | 0
LPC416 | Canada | CAD | POINT,CU,BARE,INDUSTRIAL | 336.49 | EA | 0
HVSETM8 | Canada | CAD | WELD,SET,HV SET M8 | 16.81 | EA | 0
LPCAR1010 | Canada | CAD | TERMINAL,AIR,1000MM,10MM | 78.59 | EA | 0
CAHBA1Y18 | Canada | CAD | MOLD,CABLE TO HORZ CAST I | 168.64 | EA | 0
ML544 | Canada | CAD | PIN,QUICK-WEDGE,#4,DRIVE | 137.44 | EA | 0
GLCDEY4 | Canada | CAD | MOLD,CABLE TO LUG,HORZ SP | 276.78 | EA | 0
SSC2Q8X1D | Canada | CAD | MOLD,CABLE,HORZ SPLICE | 276.78 | EA | 0
TACY5Y4 | Canada | CAD | MOLD,CABLE,HORZ TEE | 276.78 | EA | 0
HDHSC2Q | Canada | CAD | MOLD,CABLE TO HORZ STL,HO | 276.78 | EA | 0
ERICORE138U | Canada | CAD | DOWNCONDUCTOR,LIGHTNING | 22849.85 | EA | 0
EHL58G1K1K | Canada | CAD | CONNECTOR,COMPRESSION,GAL | 45.75 | EA | 0
LPC302L12 | Canada | CAD | BASE,CABLE,AND AIR TERMIN | 87.07 | EA | 0
RBWS1655C | Canada | CAD | BASIN,POURING,#8 SPECIAL | 618.9 | EA | 0
GPR161H | Canada | CAD | MOLD,CABLE TO GRD ROD,VER | 376.08 | EA | 0
NDF163A | Canada | CAD | MOLD,CABLE TO GRD ROD,HOR | 659.46 | EA | 0
542030 | Canada | CAD | ISO TP 30 MM8X17/FM8X8 | 3.87 | EA | 0
RBWS1467F | Canada | CAD | BASIN,POURING,#11 STANDAR | 292.1 | EA | 0
VBC2PV3.50 | Canada | CAD | MOLD,CABLE TO VERT STL,VE | 276.78 | EA | 0
WD80 | Canada | CAD | HAMMER,DIE,1/0 CONC | 387.11 | EA | 0
CAFCA1V12 | Canada | CAD | MOLD,,CABLE TO HORZ C.I.P | 168.64 | EA | 0
VSCY4V21C | Canada | CAD | MOLD,CABLE TO VERT STL,45 | 276.78 | EA | 0
ISODUAL | Canada | CAD | KIT,DUAL,TERMINATION | 82.23 | EA | 0
PB71DS3BJH | Canada | CAD | MOLD,CABLE TO UC LUG,HORZ | 740.05 | EA | 0
LPC809L | Canada | CAD | HOLDER,CU,CAST,CABLE | 41.43 | EA | 0
TAC2G9B | Canada | CAD | MOLD,CABLE,HORZ TEE | 276.78 | EA | 0
RDH542C | Canada | CAD | MOLD,CABLE TO REBAR,HORZ | 484.97 | EA | 0
LPC62658 | Canada | CAD | ADAPTER,CU,THRU-ROOF, | 109.9 | EA | 0
534040PY01 | Canada | CAD | FLEXIBAR,ADV,6X50X1MM,PY, | 256.82 | EA | 0
534041KOM04 | Canada | CAD | FLEXIBAR,ADV,8X50X1MM,KOM | 411.01 | EA | 0
RDM532Q | Canada | CAD | MOLD,CABLE TO REBAR,HORZ | 844.84 | EA | 0
TAC1T2L | Canada | CAD | MOLD,CABLE,HORZ TEE | 276.78 | EA | 0
CAHBA1H16 | Canada | CAD | MOLD,CABLE TO HORZ CAST I | 168.64 | EA | 0
EDT27510R | Canada | CAD | ENHANCED TYPE 2, 75V, 1 0 | 175.62 | EA | 0
PTC2Q9C | Canada | CAD | MOLD,CABLE, HORZ THRU PAR | 276.78 | EA | 0
S09F | Canada | CAD | SLEEVE,CU,FLARED,2 CONC | 2.78 | EA | 0
564200 | Canada | CAD | BRAID,SHUNT,POWER,TINNED, | 277.6 | EA | 0
XAD3Q3Q | Canada | CAD | MOLD,CABLE,HORZ X SAME PL | 586.79 | EA | 0
EGBA14836RR | Canada | CAD | BUSBAR,GRD,CU,1/4X8X36,RR | 842.4 | EA | 0
EL25A2 | Canada | CAD | COUPLER,LENTON STANDARD,# | 39.2 | EA | 0
LPC621A | Canada | CAD | CONNECTOR,CU,CABLE,THRU | 129.06 | EA | 0
PBR8D8D | Canada | CAD | MOLD,CABLE, VERT PARALLEL | 346.55 | EA | 0
XACY8Y7 | Canada | CAD | MOLD,CABLE,HORZ X SAME PL | 276.78 | EA | 0
HKH1G2 | Canada | CAD | MOLD,CABLE,TO HORZ STL PI | 484.97 | EA | 0
GTC332C | Canada | CAD | MOLD,CABLE TO GRD ROD,VER | 276.78 | EA | 0
LPC294L2F5F | Canada | CAD | ADAPTER,CU,CPLG,1/2IN FEM | 19.11 | EA | 0
VBC1LV5C | Canada | CAD | MOLD,CABLE TO VERT STL,VE | 276.78 | EA | 0
LJCPALY2 | Canada | CAD | MOLD,CABLE TO BUS/LUG,HOR | 276.78 | EA | 0
B167 | Canada | CAD | 1,1EPTACLE,GRD,TIE DOWN | 1608.5 | EA | 0
TAC2G2L | Canada | CAD | MOLD,CABLE,HORZ TEE | 276.78 | EA | 0
GJD263Q | Canada | CAD | MOLD,CABLE TO GRD ROD,HOR | 586.79 | EA | 0
554412B | Canada | CAD | BRAID,SS,LUG,50MM2,BULK | 102.82 | EA | 0
534027AB17 | Canada | CAD | FLEXIBAR,ADV,6X32X1MM,AB, | 342.11 | EA | 0
LPA248STOSCN | Canada | CAD | POINT,AL,BLUNT,5/8 X 48IN | 24.75 | EA | 0
LPC124L | Canada | CAD | CABLE, CU, SMOOTH WEAVE, | 7.12 | EA | 0
566580 | Canada | CAD | BUSBAR,FLEXIBLE,SUMMUM 2M | 194.558 | EA | 0
RDH592L | Canada | CAD | MOLD,CABLE TO REBAR,HORZ | 484.97 | EA | 0
RRH612L | Canada | CAD | MOLD,CABLE TO REBAR,HORZ | 484.97 | EA | 0
EGBA14208GG | Canada | CAD | BAR ASSY,GRD BUS,1/4 X 2 | 96.2 | EA | 0
560930 | Canada | CAD | BUSBAR,SUPPORT,ABS ALU PE | 132.46 | EA | 0
GYR162L | Canada | CAD | MOLD,CABLE TO GRD ROD,VER | 376.08 | EA | 0
TAC1Y2C | Canada | CAD | MOLD,CABLE,HORZ TEE | 276.78 | EA | 0
PQS200120/208 | Canada | CAD | PROTECTOR,SURGE,PQS200,12 | 3290.52 | EA | 0
CAGRT151V | Canada | CAD | MOLD,CABLE TO GRD ROD,VER | 269.61 | EA | 0
XLBQCCAJCAJ | Canada | CAD | MOLD,BUS BAR,VERT TEE TAP | 328.55 | EA | 0
RRC532Q | Canada | CAD | MOLD,CABLE TO REBAR,HORZ | 276.78 | EA | 0
RDH572QW | Canada | CAD | MOLD,CABLE TO REBAR,HORZ | 537.38 | EA | 0
MBA26CCL | Canada | CAD | MOLD,BLANK,3 X 3 X 9 3/4 | 232.05 | EA | 0
GLCEG3S | Canada | CAD | MOLD,CABLE TO LUG,HORZ SP | 276.78 | EA | 0
LPC27512 | Canada | CAD | ADAPTER,CU,SPRING,FOR 1/2 | 131.68 | EA | 0
SBPAJ345 | Canada | CAD | BOND,PLUG,S8 3/16X45 LONG | 17.71 | EA | 0
A928D021 | Canada | CAD | NUT,HEX,HEAVY,3/8-16UNC S | 0.98 | EA | 0
TDS1301TR240 | Canada | CAD | DIVERTER,TD,240V,30KA | 238.34 | EA | 0
XAC2Q2C | Canada | CAD | MOLD,CABLE,HORZ X SAME PL | 276.78 | EA | 0
508014 | Canada | CAD | BRAID,FLEXIBLE, | 693.72 | EA | 0
EGBA14414BB | Canada | CAD | BAR,GRD BUS,1/4 X 4 X 14 | 223.6 | EA | 0
BENTFILL | Canada | CAD | MATERIAL,FILL,BENTONITE | 64.53 | EA | 0
EL43T32A2 | Canada | CAD | COUPLER,LENTON STANDARD,# | 102.99 | EA | 0
IJS100 | Canada | CAD | SLOTTER,INSULATED JOINT, | 9713.67 | EA | 0
TAC2L2L | Canada | CAD | MOLD,CABLE,HORZ TEE | 276.78 | EA | 0
B165B | Canada | CAD | COVER,CASTING,B165 | 34.45 | EA | 0
FLXPAPG0011 | Canada | CAD | FLEXIBAR,ADV,4X80X1MM,APG | 677.38 | EA | 0
GYE152Q | Canada | CAD | MOLD,CABLE TO GRD ROD,VER | 775.14 | EA | 0
PBW12W42 | Canada | CAD | BOND KIT,JOINT,250 RLAY | 69.51 | EA | 0
563340 | Canada | CAD | BRAID,PREFAB,200X23X1.5MM | 8.39 | EA | 0
LPC120CTO | Canada | CAD | CABLE,CU,SMOOTH WEAVE,29 | 4.91 | EA | 0
EGBA14612AA | Canada | CAD | BAR,GRD BUS,1/4 X 6 X 12 | 280.8 | EA | 0
534053PDI12 | Canada | CAD | FLEXIBAR,ADV,10X80X1,PDI | 1204.16 | EA | 0
EL3228A12 | Canada | CAD | COUPLER,LENTON,A12,#10-#9 | 72.11 | EA | 0
M562 | Canada | CAD | CRUCIBLE/FRAME,ASSY,4 X 4 | 4706.12 | EA | 0
PTC1L1L | Canada | CAD | MOLD,CABLE, HORZ THRU PAR | 276.78 | EA | 0
505659 | Canada | CAD | BUSBAR,SPECIAL,C11000 CU, | 262.64 | EA | 0
GTC188E | Canada | CAD | MOLD,CABLE TO GRD ROD,VER | 276.78 | EA | 0
LPA29658 | Canada | CAD | TERMINAL,AIR,EXTENSION,PA | 47.84 | EA | 0
VSC2E | Canada | CAD | MOLD,CABLE TO VERT STL,45 | 276.78 | EA | 0
VSCY1 | Canada | CAD | MOLD,CABLE TO VERT STL,45 | 276.78 | EA | 0
VBCY4 | Canada | CAD | MOLD,CABLE TO VERT STL,VE | 276.78 | EA | 0
LPC372L38 | Canada | CAD | BOLT,U,AIR TERMINAL CASTI | 60.46 | EA | 0
716997 | Canada | CAD | DIE,CRIMP,PK-ML,150MM2 | 214.97 | EA | 0
NCR18Y6 | Canada | CAD | MOLD,CABLE TO GRD ROD,HOR | 376.08 | EA | 0
LPC223ST | Canada | CAD | POINT,CU,BLUNT,1/2IN X | 66.55 | EA | 0
534041SI02 | Canada | CAD | FLEXIBAR,ADV,8X50X1MM,SI, | 376.38 | EA | 0
SSC2Q1Y | Canada | CAD | MOLD,CABLE,HORZ SPLICE | 276.78 | EA | 0
PB60TA4Y4Y | Canada | CAD | MOLD,CABLE,HORZ TEE | 423.66 | EA | 0
EL20SAES | Canada | CAD | COUPLER,LENTON,SA,#6,EPOX | 36.65 | EA | 0
SBS5838M | Canada | CAD | MOLD,BOND,3/16X TAB,T6 & | 115.95 | EA | 0
RBW6556A | Canada | CAD | SLEEVE,CADWELD,LOW SLIP # | 88.04 | EA | 0
LPC228LST | Canada | CAD | POINT,CU,1/2IN X 48IN | 196.25 | EA | 0
534031PMR01 | Canada | CAD | FLEXIBAR,ADV,3X40X1,PMR | 82.8 | EA | 0
PTC3Q2CW | Canada | CAD | MOLD,CABLE, HORZ THRU PAR | 329.2 | EA | 0
552200 | Canada | CAD | MOUNTING KIT,INSULATOR | 2.08 | EA | 0
615812GAL01 | Canada | CAD | ROD,GRD,5/8X12,CU BONDED, | 53.56 | EA | 0
PQDM3200S120 | Canada | CAD | PQDM-5-1P-120V, | 1536.55 | EA | 0
VBC9HV4 | Canada | CAD | MOLD,CABLE TO VERT STL,VE | 276.78 | EA | 0
LPC137CTO | Canada | CAD | CABLE,CU,CONCENTRIC,37 | 19.11 | EA | 0
SCC13001A | Canada | CAD | WELD METAL,ALLOY,F20,SPEC | 119.44 | EA | 0
HSCY6 | Canada | CAD | MOLD,CABLE TO HORZ STL,HO | 276.78 | EA | 0
CAD03 | Canada | CAD | DIE,ASSY,HAMMER,2/0 CONC, | 383.32 | EA | 0
EGBA14256JJ | Canada | CAD | BAR,GRD BUS,1/4 X 2 X 56 | 544.7 | EA | 0
RBTSA9740A | Canada | CAD | BASIN,POURING,#7 HORIZONT | 713.05 | EA | 0
TAC2Q3QW | Canada | CAD | MOLD,CABLE,HORZ TEE,W/WP | 355.41 | EA | 0
WTBLCR | Canada | CAD | MOBILE LIGHTNING CARD | 527.89 | EA | 0
716631 | Canada | CAD | CONNECTOR,CABLE,PKC240-H | 64.73 | EA | 0
HAA1V2 | Canada | CAD | MOLD,CABLE TO HORZ STL,HO | 168.64 | EA | 0
PB10RJ522C | Canada | CAD | MOLD,CABLE TO REBAR,VERT | 164.33 | EA | 0
RDH562VM | Canada | CAD | MOLD,CABLE TO REBAR,HORZ | 369.97 | EA | 0
SSCY7Y5 | Canada | CAD | MOLD,CABLE,HORZ SPLICE | 276.78 | EA | 0
SRR95LT185 | Canada | CAD | FRAME,RAIL,WELDER | 855.41 | EA | 0
550780 | Canada | CAD | BUSBAR,DETAIL,4X12X1000MM | 63.95 | EA | 0
XLTAC2Q1V | Canada | CAD | MOLD,CABLE,HORZ TEE | 328.55 | EA | 0
LK607 | Canada | CAD | DISK,SEALING,LENTON | 11.09 | EA | 0
EL57TD16ES | Canada | CAD | COUPLER,LENTON,TERMINATOR | 183.09 | EA | 0
505631 | Canada | CAD | BUSBAR,SPECIAL,1/2 X4 X 6 | 163.16 | EA | 0
GRC16S1 | Canada | CAD | MOLD,CABLE TO GRD ROD,VER | 276.78 | EA | 0
LACY4CAS | Canada | CAD | MOLD,CABLE TO BUS/LUG,HOR | 276.78 | EA | 0
TACY9Y4 | Canada | CAD | MOLD,CABLE,HORZ TEE | 276.78 | EA | 0
B2700HC60T | Canada | CAD | STRIP,BUS,ASSY,60 LG | 225.82 | EA | 0
505654 | Canada | CAD | BUSBAR,SPECIAL,C11000 CU, | 422.28 | EA | 0
FLXPABB0072 | Canada | CAD | FLEXIBAR,ADV,8X32X1MM,ABB | 245.599 | EA | 0
NDR181H | Canada | CAD | MOLD,CABLE TO GRD ROD,HOR | 376.08 | EA | 0
SBB855E1G96 | Canada | CAD | STUD,GROUNDING,96 LONG,AL | 116.83 | EA | 0
EGBB14418BB | Canada | CAD | BUSBAR,GRD,CU,1/4X4X18,BB | 275.6 | EA | 0
LPC456 | Canada | CAD | CLAMP,CU,BARE HANDRAIL, | 110.16 | EA | 0
RBTSB12050M | Canada | CAD | BASIN,POURING,#18 HORZ. | 713.05 | EA | 0
BMDPA31GAM | Canada | CAD | MOLD,BUS BAR,HORZ TEE BAR | 586.79 | EA | 0
ACXLB973A1 | Canada | CAD | BAFFLE,ASSY,4 IN | 195.07 | EA | 0
ER32000SS | Canada | CAD | MAST,STEEL,STAINLESS 2M - | 723.03 | EA | 0
EL25SASA2400 | Canada | CAD | COUPLER,LENTON,SASA,DBL | 133.46 | EA | 0
EM58RHEU36 | Canada | CAD | RAILHEATERCLIP EM58RHEU36 | 41.15 | EA | 0
534039ABB03 | Canada | CAD | FLEXIBAR,ADV,5X50X1,ABB | 231.74 | EA | 0
PB13VF2V | Canada | CAD | MOLD,CABLE TO VERT STL,VE | 271.52 | EA | 0
EL32S4A | Canada | CAD | COUPLER,LENTON,STRAIGHT, | 68.84 | EA | 0
MS/DIOD | Canada | CAD | QUICK SALE | 0.62 | EA | 0
47858030AEP | Canada | CAD | ROD,GRD,5/8,CU PLATED,15 | 184.44 | EA | 0
RBW7391411H | Canada | CAD | INSTALLATION KIT,EQUIP,#1 | 2033.71 | EA | 0
PCC2Q2G | Canada | CAD | MOLD,CABLE, HORZ TAP PARA | 276.78 | EA | 0
EL32CPPW | Canada | CAD | LENTON,PLUG,PLASTIC,#10, | 6.41 | EA | 0
AX3696BOX | Canada | CAD | DISK,FORM SAVER,#6 PLATE, | 0.06 | EA | 0
RCE521T | Canada | CAD | MOLD,CABLE TO REBAR,VERT | 775.14 | EA | 0
EL20D6Q | Canada | CAD | ANCHOR,LENTON TERMINATOR, | 22.86 | EA | 0
MBA58 | Canada | CAD | MOLD,BLANK,90/115 C PRICE | 271.35 | EA | 0
FLXPABB0051 | Canada | CAD | FLEXIBAR,ADV,6X100X1,ABB | 383.792 | EA | 0
RDH56Y5 | Canada | CAD | MOLD,CABLE TO REBAR,HORZ | 484.97 | EA | 0
UTB60SP | Canada | CAD | PROTECTOR,SURGE,UTB,1PAIR | 194.32 | EA | 0
557430 | Canada | CAD | BRAID,ROUND,CU,16MMSQ,6MM | 12.03 | MR | 0
PT2 | Canada | CAD | WIRE,CU,#2,SOLID | 20.89 | EA | 0
LPC796L | Canada | CAD | CLAMP,KIT,ROD TO TAPE | 2.21 | EA | 0
ELMP231 | Canada | CAD | SET,CHASER,3.5MM /R,PACKA | 207.9 | EA | 0
MAT | Canada | CAD | MAT,GRD,WIDTH X LENGTH,WI | 9999.99 | EA | 0
B30123 | Canada | CAD | COVER,MOLD,1 3/4 X 4 | 117.26 | EA | 0
VVC1G | Canada | CAD | MOLD,CABLE TO VERT STL, | 276.78 | EA | 0
LAC2G005 | Canada | CAD | MOLD,CABLE TO BUS/LUG,HOR | 276.78 | EA | 0
635830 | Canada | CAD | ROD,GRD,5/8X3,SEC,CU BOND | 24.44 | EA | 0
GTC313H | Canada | CAD | MOLD,CABLE TO GRD ROD, | 276.78 | EA | 0
EGBA14416AAT | Canada | CAD | BAR,GRD BUS,1/4 X 4 X 16 | 293.8 | EA | 0
SBB2516A | Canada | CAD | COVER ASSY,MOLD,T6/T7 | 23.41 | EA | 0
534029 | Canada | CAD | FLEX ADV2MTC 10X32X1 | 524.32 | EA | 0
SBS8TDINSUL | Canada | CAD | BOND STRAND,INSUL,S8 TINN | 2.99 | EA | 0
HCA1V4 | Canada | CAD | MOLD,CABLE TO HORZ STL,HO | 168.64 | EA | 0
EL16A2D6 | Canada | CAD | COUPLER,LENTON,#5 TERMINA | 46.78 | EA | 0
MBE17 | Canada | CAD | MOLD,BLANK,90115 E PRICE | 775.14 | EA | 0
HDPTD3D9F | Canada | CAD | MOLD,CABLE,HORZ THRU PARA | 586.79 | EA | 0
EL57TP9 | Canada | CAD | COUPLER,LENTON POSITION,# | 269.68 | EA | 0
534010LAM02 | Canada | CAD | FLEXIBAR,ADV,2X20X1MM,LAM | 235.26 | EA | 0
S90-03-29 | Canada | CAD | TDS350TNC560A | 478.22 | EA | 0
LPC37012 | Canada | CAD | TERMINAL,AIR,BUSHING,COPP | 13.68 | EA | 0
XBM2V2VW | Canada | CAD | MOLD,CABLE,HORZ X LAPPED | 949.68 | EA | 0
SBB32130 | Canada | CAD | IGNITOR ASSY,FLINT,30 LON | 180.45 | EA | 0
TDD3D2L | Canada | CAD | MOLD,CABLE,HORZ TEE MULT | 586.79 | EA | 0
VNC1TRH3 | Canada | CAD | MOLD,CABLE TO VERT STL,HO | 276.78 | EA | 0
555301 | Canada | CAD | BRAID,CU,TINNED,CUSTOM, | 132.06 | EA | 0
EL16P14L | Canada | CAD | COUPLER,LENTON,P14L,16MM, | 83.84 | EA | 0
VSC3QV3 | Canada | CAD | MOLD,CABLE TO VERT STL, | 276.78 | EA | 0
GRP371LW | Canada | CAD | MOLD,CABLE TO GRD ROD,VER | 356.62 | EA | 0
LPC62838 | Canada | CAD | ADAPTER,CU,THRU-ROOF, | 173.34 | EA | 0
A927T003 | Canada | CAD | STUD,SPECIAL,14-24NS 2A,N | 1.46 | EA | 0
534011NFI01 | Canada | CAD | FLEXIBAR,ADV,3X20X1MM,NFI | 37.19 | EA | 0
EL12SAES | Canada | CAD | COUPLER,LENTON,SA,#4,EPOX | 27.28 | EA | 0
LPC602 | Canada | CAD | POINT,CU,CONCEALED,3/8IN | 198.71 | EA | 0
LPC2845F2M | Canada | CAD | ADAPTER,CU,SWIVEL,5/8IN | 60.33 | EA | 0
RBT8101HA | Canada | CAD | SLEEVE,CADWELD,#8 T-SERIE | 117.21 | EA | 0
GRC372C | Canada | CAD | MOLD,CABLE TO GRD ROD,VER | 276.78 | EA | 0
GYE312C | Canada | CAD | MOLD,CABLE TO GRD ROD,VER | 775.14 | EA | 0
XLB971A1 | Canada | CAD | BATTERY,PACK,ASSY | 909.64 | EA | 0
VSC2QV1 | Canada | CAD | MOLD,CABLE TO VERT STL, | 276.78 | EA | 0
RJE572C | Canada | CAD | MOLD,CABLE TO REBAR,VERT | 775.14 | EA | 0
ERICORE185U | Canada | CAD | DOWNCONDUCTOR,LIGHTNING, | 30632.07 | EA | 0
534010ABB26 | Canada | CAD | FLEXIBAR,ADV,2X20X1MM,ABB | 159.17 | EA | 0
SBK145CRC | Canada | CAD | RISER KIT,BOOTLEG,CONRAIL | 116.53 | EA | 0
LJCCAJY8 | Canada | CAD | MOLD,CABLE TO BUS/LUG,HOR | 276.78 | EA | 0
BX12X10X8 | Canada | CAD | BOX,SHIPPING,12 X 10 X 8 | 3.46 | EA | 0
SBK354 | Canada | CAD | KIT,RAIL,BOOTLEG,4 WIRE | 115.97 | EA | 0
563410 | Canada | CAD | BRAID,PREFAB,200X11X1.1MM | 4.42 | EA | 0
503430 | Canada | CAD | BRAID,CU,ROUND,TINNED,INS | 64.82 | EA | 0
534040L3M | Canada | CAD | FLEXIBAR,ADV,6X50X1MM,3M | 909.81 | EA | 0
EBL08 | Canada | CAD | BLOCK,EARTH,8 WAY | 18.23 | EA | 0
GRT311G | Canada | CAD | MOLD,CABLE TO GRD ROD,VER | 269.61 | EA | 0
LPS272CTO | Canada | CAD | ROD,SOLID EXTENSION,SS,1/ | 24.1 | EA | 0
FLXPIR0001 | Canada | CAD | FLEXIBAR,ADV,3X20X1MM,IR, | 198.73 | EA | 0
PTC2B2B | Canada | CAD | MOLD,CABLE, HORZ THRU PAR | 276.78 | EA | 0
PBCT92J | Canada | CAD | WELDER,BOND,2/0,TY T9 PAI | 873.46 | EA | 0
TAC2QSF | Canada | CAD | MOLD,CABLE,HORZ TEE | 276.78 | EA | 0
LPC29658 | Canada | CAD | TERMINAL,AIR,EXTENSION,PA | 104.1 | EA | 0
TGBA12L06PT | Canada | CAD | BAR ASSY,GRD BUS,1/4X2X12 | 163.8 | EA | 0
534042RCB02 | Canada | CAD | FLEXIBAR,ADV,10X50X1MM,RC | 599.79 | EA | 0
GTC223H | Canada | CAD | MOLD,CABLE TO GRD ROD,VER | 276.78 | EA | 0
RAC1V2Q | Canada | CAD | MOLD,GRD ROD,TO RECEPTACL | 276.78 | EA | 0
HDGTC182L | Canada | CAD | MOLD,CABLE TO GRD ROD,VER | 276.78 | EA | 0
TAC3D3QW | Canada | CAD | MOLD,CABLE,HORZ TEE | 355.41 | EA | 0
EL16C2Q | Canada | CAD | COUPLER,LENTON,HALF,C2, | 38.93 | EA | 0
RBW3999 | Canada | CAD | ADAPTER,SPEED SLEEVE,#9 | 6.75 | EA | 0
TAC9K2Q | Canada | CAD | MOLD,CABLE,HORZ TEE | 276.78 | EA | 0
TAC9F1L | Canada | CAD | MOLD,CABLE,HORZ TEE | 258.69 | EA | 0
PTC2Q9FW | Canada | CAD | MOLD,CABLE,HORZ THRU PAR | 329.2 | EA | 0
VSC1VV2.50 | Canada | CAD | MOLD,CABLE TO VERT STL, | 276.78 | EA | 0
HDPTD9F9FW | Canada | CAD | MOLD,CABLE, HORZ THRU PAR | 639.21 | EA | 0
LPC304L38 | Canada | CAD | PLATE,STAMPED,AIR TERMINA | 62.56 | EA | 0
ECRV101T5U | Canada | CAD | GROUND ROD,ASSY,KIT,10, | 2123.26 | EA | 0
LPA557DA | Canada | CAD | CLAMP,SUB-ASSEMBLY | 100.52 | EA | 0
SSC3Q3D | Canada | CAD | MOLD,CABLE,HORZ SPLICE | 276.78 | EA | 0
B2700HC72 | Canada | CAD | STRIP,BUS,ASSY,72 LG | 173.02 | EA | 0
RDH552G | Canada | CAD | MOLD,CABLE TO REBAR,HORZ | 484.97 | EA | 0
XBM2C2CM | Canada | CAD | MOLD,CABLE,HORZ X LAPPED | 574.44 | EA | 0
LAC9HEEW | Canada | CAD | MOLD,CABLE TO BUS/LUG,HOR | 302.99 | EA | 0
GYR339D | Canada | CAD | MOLD,CABLE TO GRD ROD,VER | 376.08 | EA | 0
LPA102500 | Canada | CAD | CABLE,AL,SMOOTH WEAVE,28 | 2.87 | FT | 0
GRT161GM | Canada | CAD | MOLD,CABLE TO GRD ROD,VER | 180.87 | EA | 0
508020 | Canada | CAD | BRAID,FLEXIBLE, | 431.8 | EA | 0
EL16A2WCP | Canada | CAD | COUPLER,LENTON STANDARD,# | 22.29 | EA | 0
MBA67CBT | Canada | CAD | MOLD,BLANK,F PRICE 400500 | 636.81 | EA | 0
HTC3D | Canada | CAD | MOLD,CABLE TO HORZ STL,HO | 276.78 | EA | 0
534045AME02 | Canada | CAD | FLEXIBAR,ADV,5X63X1,AME | 116.22 | EA | 0
FLXPAPG0013 | Canada | CAD | FLEXIBAR,ADV,4X80X1MM,APG | 365.72 | EA | 0
LPG36258 | Canada | CAD | BRACE,ADHESIVE MOUNT, | 191.17 | EA | 0
TAC4L1T | Canada | CAD | MOLD,CABLE,HORZ TEE | 276.78 | EA | 0
XLGLCCE2G | Canada | CAD | MOLD,CABLE TO LUG,HORZ SP | 328.55 | EA | 0
CRC16EK | Canada | CAD | MOLD,BUS TO GRD ROD,VERT | 276.78 | EA | 0
555295B | Canada | CAD | BRAID,CU,16MM2,BLK | 3.6 | EA | 0
GYJ242V | Canada | CAD | MOLD,CABLE TO GRD ROD,VER | 1147.17 | EA | 0
545910 | Canada | CAD | DIE,HOLDER | 558.55 | EA | 0
FLXPCCN0002 | Canada | CAD | FLEXIBAR,ADV,6X15.5X0.8MM | 171.22 | EA | 0
RRH572C | Canada | CAD | MOLD,CABLE TO REBAR,HORZ | 484.97 | EA | 0
MBG07 | Canada | CAD | MOLD,BLANK,1.56X2X4,VERTI | 53.29 | EA | 0
RTC52Y4 | Canada | CAD | MOLD,CABLE TO REBAR,HORZ | 276.78 | EA | 0
HSC2QW | Canada | CAD | MOLD,CABLE TO HORZ STL,HO | 302.99 | EA | 0
PTCSM2Q | Canada | CAD | MOLD,CABLE,HORZ THRU PARA | 276.78 | EA | 0
LAC1KEE | Canada | CAD | MOLD,CABLE TO BUS/LUG,HOR | 276.78 | EA | 0
CAGTT151H | Canada | CAD | MOLD,CABLE TO GRD ROD,VER | 269.61 | EA | 0
IH1250F | Canada | CAD | ENCLOSURE,INSP,W/COVER, | 1542.11 | EA | 0
HDPTD2Q9H | Canada | CAD | MOLD,CABLE, HORZ THRU PAR | 586.79 | EA | 0
ERICORE100U | Canada | CAD | DOWNCONDUCTOR,LIGHTNING | 16557.87 | EA | 0
RCE592QM | Canada | CAD | MOLD,CABLE TO REBAR,VERT | 775.14 | EA | 0
B166 | Canada | CAD | RECEPTACLE,GRD,AIRCRAFT,W | 395.76 | EA | 0
PBK010 | Canada | CAD | KIT,HARDWARE,LUG,150# BET | 9999.99 | EA | 0
553090 | Canada | CAD | PLATE,BIMETALLIC,BMS500, | 640.06 | EA | 0
HDTAC3D2Q | Canada | CAD | MOLD,CABLE,HORZ TEE | 276.78 | EA | 0
FC073 | Canada | CAD | CLAMP, FENCE 1-1/2 IPS | 47.74 | EA | 0
B30133 | Canada | CAD | COVER,MOLD,3X3 [76X76] | 45.89 | EA | 0
RHC531H | Canada | CAD | MOLD,CABLE TO REBAR,HORZ | 276.78 | EA | 0
GTC163DW | Canada | CAD | MOLD,CABLE TO GRD ROD,VER | 355.41 | EA | 0
CA15PLUSF33S | Canada | CAD | WELD METAL,CU,F33 CATHODI | 8.36 | EA | 0
S1V37M | Canada | CAD | MOLD,HV CABLE SPLICE,HORZ | 245.83 | EA | 0
715685 | Canada | CAD | DRILL,RAIL,MACHINE, | 9999.99 | EA | 0
LPC823 | Canada | CAD | ANCHOR,CU,TREE DRIVE, | 18.11 | EA | 0
GTT14C1K | Canada | CAD | MOLD,CABLE TO GRD ROD,VER | 269.61 | EA | 0
MBS01 | Canada | CAD | MOLD, BLANK, STYLE S | 639.39 | EA | 0
TAC3A2G | Canada | CAD | MOLD,CABLE,HORZ TEE | 276.78 | EA | 0
RBS5000 | Canada | CAD | BOLT,RETAINER,REBAR FRAME | 185.2 | EA | 0
EL25D6SA0600 | Canada | CAD | COUPLER,LENTON,SA HEAD, | 94.63 | EA | 0
UTB110SPG | Canada | CAD | PROTECTOR,SURGE,UTB,1PAIR | 230.82 | EA | 0
GYE222G | Canada | CAD | MOLD,CABLE TO GRD ROD,VER | 775.14 | EA | 0
SSC3DW | Canada | CAD | MOLD,CABLE,HORZ SPLICE | 329.2 | EA | 0
TACY4Y1 | Canada | CAD | MOLD,CABLE,HORZ TEE | 276.78 | EA | 0
GYE168D | Canada | CAD | MOLD,CABLE TO GRD ROD,VER | 775.14 | EA | 0
EL50T32A12 | Canada | CAD | COUPLER,LENTON,A12,50MM- | 92.06 | EA | 0
RBB8101JA | Canada | CAD | SLEEVE,CADWELD,#8 B-SERIE | 136.31 | EA | 0
PB10SS2W3DC | Canada | CAD | MOLD,CABLE,HORZ SPLICE | 271.52 | EA | 0
B2700A10A | Canada | CAD | NUT,CAP,14-24NS KNURLED R | 5.85 | EA | 0
GYE181K | Canada | CAD | MOLD,CABLE TO GRD ROD,VER | 775.14 | EA | 0
PCC2C1T | Canada | CAD | MOLD,CABLE, HORZ TAP PARA | 276.78 | EA | 0
A163H | Canada | CAD | TERMINAL,STL,7/16 DIA X 3 | 1.04 | EA | 0
LPC208B | Canada | CAD | POINT,CU,BARE,3/8IN X | 103.32 | EA | 0
PQDM1110Y277 | Canada | CAD | PQDM-3-3Y-277/480V, | 1949.04 | EA | 0
115F76 | Canada | CAD | WELD METAL,CADWELD,F76 | 31.53 | EA | 0
560750 | Canada | CAD | SPACER M6X20 | 2.78 | EA | 0
EGGP | Canada | CAD | GROUNDING,PLATE,GALV,10X | 75.4 | EA | 0
HCA1G | Canada | CAD | MOLD,CABLE TO HORZ STL,HO | 168.64 | EA | 0
558269 | Canada | CAD | BRAID,SHUNT,INSUL,50MM SQ | 47.03 | EA | 0
LECY6PAL | Canada | CAD | MOLD,CABLE TO BUS/LUG,HOR | 276.78 | EA | 0
635880SG01 | Canada | CAD | GROUND ROD,COPPERBONDED, | 52.81 | EA | 0
EGBA14412NN | Canada | CAD | BAR ASSY,GRD BUS,1/4X4X12 | 195 | EA | 0
GYR18Y6 | Canada | CAD | MOLD,CABLE TO GRD ROD,VER | 376.08 | EA | 0
RJE572V | Canada | CAD | MOLD,CABLE TO REBAR,VERT | 775.14 | EA | 0
RBW34318 | Canada | CAD | BRUSH,CLEANING,#18 | 1782.54 | EA | 0
XLXBQ2Q2QS | Canada | CAD | MOLD,CABLE,HORZ X LAPPED, | 516.52 | EA | 0
PTC9F9L | Canada | CAD | MOLD,CABLE, HORZ THRU PAR | 276.78 | EA | 0
SBK341WDIC | Canada | CAD | WHEEL DROP DOWN INDICATOR | 92.24 | EA | 0
ECRH102Q4U | Canada | CAD | GROUND ROD,ASSY,KIT,10FT, | 2946.22 | EA | 0
HSC3DW | Canada | CAD | MOLD,CABLE TO HORZ STL,HO | 302.99 | EA | 0
534034GE46 | Canada | CAD | FLEXIBAR,ADV,6X40X1MM,GE, | 348.15 | EA | 0
LPC553L12 | Canada | CAD | BASE,STAMPED,AND CAP ASSE | 47.84 | EA | 0
534413 | Canada | CAD | IBSB ADV 50-1030-8-10 | 62.21 | EA | 0
534434 | Canada | CAD | IBSB ADV 120-1030-10 | 139.87 | EA | 0
815700 | Canada | CAD | GROUND ROD,POINTED,GALV,5 | 140.52 | EA | 0
LPA516 | Canada | CAD | SPLICE,AL,CAST,CABLE, | 17.23 | EA | 0
SSC9F2QW | Canada | CAD | MOLD,CABLE,HORZ SPLICE | 329.2 | EA | 0
VNC2QRH | Canada | CAD | MOLD,CABLE TO VERT STL,HO | 276.78 | EA | 0
500 | Canada | CAD | WELD METAL,CADWELD,F20 | 98.96 | EA | 0
534050L3M | Canada | CAD | FLEXIBAR,ADV,5X80X1MM,3M | 1163.08 | EA | 0
534011TR06 | Canada | CAD | FLEXIBAR,ADV,3X20X1,TR | 34.07 | EA | 0
615900P | Canada | CAD | ROD,GRD,5/8FX3M,CU BONDED | 64.9 | EA | 0
555200 | Canada | CAD | BRAID,CU,TINNED,25MM2 | 8.26 | EA | 0
SSC2C1H | Canada | CAD | MOLD,CABLE,HORZ SPLICE | 276.78 | EA | 0
EGBA14248JJ | Canada | CAD | BAR,GRD BUS,1/4 X 2 X 48 | 471.9 | EA | 0
RRC522F | Canada | CAD | MOLD,CABLE TO REBAR,HORZ | 276.78 | EA | 0
S1V44 | Canada | CAD | MOLD,HV CABLE SPLICE,HORZ | 576.94 | EA | 0
613400LP | Canada | CAD | GR ROD, PTD, CU-BOND, NOM | 89.48 | EA | 0
PB80TA6H4Y | Canada | CAD | MOLD,CABLE,HORZ TEE | 906.82 | EA | 0
47858090AEP | Canada | CAD | ROD,GRD,5/8,CU PLATED, 15 | 413.31 | EA | 0
GBJGT182LR1 | Canada | CAD | MOLD,GRD ROD TO ROD/RECEP | 1147.17 | EA | 0
PGC2Q2Q | Canada | CAD | MOLD,CABLE,HORZ THRU PARA | 276.78 | EA | 0
TACT3T2 | Canada | CAD | MOLD,CABLE,HORZ TEE | 276.78 | EA | 0
PB99HW003M | Canada | CAD | MOLD,CABLE TO RAIL, HORZ | 609.97 | EA | 0
VSC2GV1.50 | Canada | CAD | MOLD,CABLE TO VERT STL,45 | 276.78 | EA | 0
S1V40M | Canada | CAD | MOLD,HV CABLE SPLICE,HORZ | 1215.58 | EA | 0
EGBA14348NN | Canada | CAD | BAR,GRD BUS,1/4 X 3 X 48 | 596.7 | EA | 0
VVR9FV4W | Canada | CAD | MOLD,CABLE TO VERT STL,VE | 402.29 | EA | 0
PB10HS4K | Canada | CAD | MOLD,CABLE TO HORZ STL, | 271.52 | EA | 0
534010LAM12 | Canada | CAD | FLEXIBAR,ADV,2X20X1MM,LAM | 331.9 | EA | 0
LPC280L38F | Canada | CAD | ADAPTER,CU,3/8IN,FEMALE | 34.79 | EA | 0
ERICORE019U | Canada | CAD | DOWNCONDUCTOR,LIGHTNING, | 3240.38 | EA | 0
EL2822P9 | Canada | CAD | COUPLER,LENTON TRANSITION | 140.41 | EA | 0
DT215020R | Canada | CAD | TYPE 2, 150V, 2 0 | 241.83 | EA | 0
534017 | Canada | CAD | FLEX ADV2MTC 3X24X1 | 137.74 | EA | 0
LPC319L12 | Canada | CAD | BASE,CU,PNT,1/2 THRD,CAST | 120.37 | EA | 0
B541C049T | Canada | CAD | BUSBAR,ASSY,1/4X1X42, | 478.48 | EA | 0
HDGTC182QW | Canada | CAD | MOLD,CABLE TO GRD ROD VER | 355.41 | EA | 0
534026PDI45 | Canada | CAD | FLEXIBAR,ADV,5X32X1MM,PDI | 130.01 | EA | 0
501470 | Canada | CAD | BRAID,SHUNT,INSULATED, | 11.19 | EA | 0
ERICORE025T | Canada | CAD | DOWNCONDUCTOR,LIGHTNING, | 5901.94 | EA | 0
PTC3A2LW | Canada | CAD | MOLD,CABLE, HORZ THRU PAR | 329.2 | EA | 0
GRC181Q | Canada | CAD | MOLD,CABLE TO GRD ROD,VER | 276.78 | EA | 0
PBC105Q | Canada | CAD | CLAMP ASSY,ADJ,QUICK GRIP | 235.81 | EA | 0
EGBA14214GCT | Canada | CAD | BUSBAR,GRD,CU,1/4X2X14,GC | 187.2 | EA | 0
534029ABB07 | Canada | CAD | FLEXIBAR,ADV,10X32X1,ABB, | 199.04 | EA | 0
PB70SC3B001 | Canada | CAD | MOLD,CABLE,HORZ SPLICE SI | 476.13 | EA | 0
GRC188G | Canada | CAD | MOLD,CABLE TO GRD ROD,VER | 276.78 | EA | 0
534056RW30 | Canada | CAD | FLEXIBAR,ADV,6X100X1,RW, | 325.14 | EA | 0
LACY6CAL | Canada | CAD | MOLD,CABLE TO BUS/LUG,HOR | 276.78 | EA | 0
RB45SC23075LHK | Canada | CAD | BASIN,POURING,#18-#14,45D | 1068.15 | EA | 0
LPA249ST120 | Canada | CAD | POINT,AL,BLUNT,5/8 X 120 | 95.58 | EA | 0
LK1110GV | Canada | CAD | LENTON INTERLOK,HDG, | 207.04 | EA | 0
508030 | Canada | CAD | BRAID,FLEXIBLE, | 496.85 | EA | 0
MBH01 | Canada | CAD | MOLD,BLANK,1 9/16 X 2 X 4 | 484.97 | EA | 0
UTB15SPG | Canada | CAD | PROTECTOR,SURGE,UTB,1PAIR | 228.61 | EA | 0
VBC1TV5C | Canada | CAD | MOLD,CABLE TO VERT STL,VE | 276.78 | EA | 0
A238GC2S24LH | Canada | CAD | CLAMP,FENCE,4/0 X 24 IN F | 330.49 | EA | 0
548400 | Canada | CAD | INSULATOR,BUSBAR ISO TP | 1.52 | EA | 0
EL36S13 | Canada | CAD | COUPLER,LENTON,STRAIGHT, | 74.15 | EA | 0
VSC2CV21C | Canada | CAD | MOLD,CABLE TO VERT STL,45 | 276.78 | EA | 0
EL22D6GV | Canada | CAD | ANCHOR,LENTON TERMINATOR, | 126.21 | EA | 0
SBM456 | Canada | CAD | MOLD,BOND,3/16X3/4 XS,PAI | 116.19 | EA | 0
GLCCE1T | Canada | CAD | MOLD,CABLE TO LUG,HORZ SP | 276.78 | EA | 0
GRC161H | Canada | CAD | MOLD,CABLE TO GRD ROD,VER | 276.78 | EA | 0
SB20116W2 | Canada | CAD | BOND,CADWELD HF,3/16X9-3/ | 21.07 | EA | 0
CATAN2C1Y | Canada | CAD | MOLD,CABLE,HORZ TEE | 339.33 | EA | 0
EGBA38636JJ | Canada | CAD | BAR,GRD BUS,3/8 X 6 X 36 | 982.8 | EA | 0
RHC53Y7 | Canada | CAD | MOLD,CABLE TO REBAR,HORZ | 276.78 | EA | 0
VBC2QV3 | Canada | CAD | MOLD,CABLE TO VERT STL,VE | 276.78 | EA | 0
557320IR01 | Canada | CAD | BRAID, CU, TINNED | 32.37 | EA | 0
GRC181L | Canada | CAD | MOLD,CABLE TO GRD ROD,VER | 276.78 | EA | 0
GTC16W8 | Canada | CAD | MOLD,CABLE TO GRD ROD,VER | 276.78 | EA | 0
LJCCG2C | Canada | CAD | MOLD,CABLE TO BUS/LUG,HOR | 276.78 | EA | 0
EL40D6Q | Canada | CAD | ANCHOR,LENTON TERMINATOR, | 91.09 | EA | 0
GRC168C | Canada | CAD | MOLD,CABLE TO GRD ROD,VER | 276.78 | EA | 0
A239EC2S242Q4RH | Canada | CAD | CLAMP,FENCE,4/0 FLEX,4/0 | 521.37 | EA | 0
LPC2945F2M | Canada | CAD | ADAPTER,CU,COUPL.,5/8IN | 71.97 | EA | 0
ECRV102Q4UB | Canada | CAD | GROUND ROD,ASSY,10 FT,VER | 1629.82 | EA | 0
RBW350 | Canada | CAD | FRAME,CADWELD,FOR POURING | 471.3 | EA | 0
GT1182Q | Canada | CAD | ONE SHOT CABLE TO GRD ROD | 35.63 | EA | 0
GCHSC910 | Canada | CAD | KIT,CLIP,GLUED RAIL TIE,9 | 321.23 | EA | 0
ESBP350 | Canada | CAD | CONNECTOR,SPLIT BOLT,DUAL | 32.81 | EA | 0
SBTBT6B | Canada | CAD | WELDER,BOND,5/16 7 LONG,T | 477.02 | EA | 0
EGBA14424BBT | Canada | CAD | BUS,ASSY,GRD,BUS,1/4 X 4 | 429 | EA | 0
TDS150M440 | Canada | CAD | MODULE, TD, 440V, 50KA | 130.43 | EA | 0
559671 | Canada | CAD | INS,1-3/4,5/16-18 X 1/2 | 3.52 | EA | 0
SBA258A1CD2BSS | Canada | CAD | CLIP,RETAINER,TRACKCIRCUI | 25.05 | EA | 0
PBK226 | Canada | CAD | MOLD,KIT,FRAME AND ASSY | 812.11 | EA | 0
A929B043 | Canada | CAD | WASHER,LOCK,#10 STEEL | 0.12 | EA | 0
568613 | Canada | CAD | BUSBAR,MOUNTING,KIT | 120.61 | EA | 0
SBA136104B005 | Canada | CAD | CLIP ASSY,RAIL,A=8.50, C= | 63.83 | EA | 0
BMCPAMCAJ | Canada | CAD | MOLD,BUS BAR,HORZ TEE BAR | 276.78 | EA | 0
GRC16Y8 | Canada | CAD | MOLD,CABLE TO GRD ROD,VER | 276.78 | EA | 0
559650 | Canada | CAD | INS,1-3/8,3/8-16 X 3/8 | 2.7 | EA | 0
569010 | Canada | CAD | BLOCK,SINGLE POLE,DISTRIB | 8.96 | EA | 0
EL32A12 | Canada | CAD | COUPLER,LENTON,A12,#10 | 59.53 | EA | 0
615869 | Canada | CAD | ROD,GRD,5/8X6,CU BONDED | 91.68 | EA | 0
ERICORE051T | Canada | CAD | DOWNCONDUCTOR,LIGHTNING, | 10035.08 | EA | 0
EGBB14412BB | Canada | CAD | BAR,GRD BUS,1/4 X 4 X 12 | 189.8 | EA | 0
EGBA14212BBT | Canada | CAD | BAR,GRD BUS,1/4 X 2 X 12, | 163.8 | EA | 0
613862 | Canada | CAD | ROD,GRD,3/8X6,2.5 MIL CU | 28.46 | EA | 0
VBC2CV21C | Canada | CAD | MOLD,CABLE TO VERT STL,VE | 276.78 | EA | 0
LU28MS15D | Canada | CAD | LENTON ULTIMATE,MALE, | 32.08 | EA | 0
GRC162QW | Canada | CAD | MOLD,CABLE TO GRD ROD,VER | 329.2 | EA | 0
TSM0075GR | Canada | CAD | STRUT,PIPE,CLAMP 5/8IN CT | 12.7 | EA | 0
PCCY2W3 | Canada | CAD | MOLD,CABLE,HORZ TAP PARAL | 276.78 | EA | 0
PTC3A2QW | Canada | CAD | MOLD,CABLE, HORZ THRU PAR | 329.2 | EA | 0
SB02SC66001 | Canada | CAD | MOLD,CABLE,HORZ SPLICE SI | 137.31 | EA | 0
BMCEAMCAJ | Canada | CAD | MOLD,BUS BAR,HORZ TEE BAR | 276.78 | EA | 0
TAC9G3Q | Canada | CAD | MOLD,CABLE,HORZ TEE | 276.78 | EA | 0
569205 | Canada | CAD | DISTR. BLOCK UD2C12C630AL | 100.14 | EA | 0
CMC16EAJ | Canada | CAD | MOLD,BUS TO GRD ROD,VERT | 276.78 | EA | 0
554050 | Canada | CAD | SLEEVE,GLASS,FIBER COATED | 8.66 | MR | 0
GYR162Q | Canada | CAD | MOLD,CABLE TO GRD ROD,VER | 376.08 | EA | 0
SSC2GSG | Canada | CAD | MOLD,CABLE,HORZ SPLICE | 276.78 | EA | 0
HAA1VM | Canada | CAD | MOLD,CABLE TO HORZ STL,HO | 119.87 | EA | 0
534010SE50 | Canada | CAD | FLEXIBAR,ADV,2X20X1,SE | 75.1 | EA | 0
553505 | Canada | CAD | CONNECTOR,BUS BAR,CABLE | 2.42 | EA | 0
GRCP160Y6 | Canada | CAD | MOLD,CABLE TO GRD ROD,VER | 276.78 | EA | 0
RBB692JA | Canada | CAD | SLEEVE,CADWELD,#6 B-SERIE | 129.41 | EA | 0
LAC2VEK | Canada | CAD | MOLD,CABLE TO BUS/LUG,HOR | 276.78 | EA | 0
EL3228A2ES | Canada | CAD | COUPLER,LENTON STANDARD,# | 101.3 | EA | 0
XACY6Y3 | Canada | CAD | MOLD,CABLE,HORZ X SAME PL | 276.78 | EA | 0
EGBA38412HH | Canada | CAD | BUSBAR,GRD,CU,3/8X4X12,HH | 210.6 | EA | 0
PVT2750M | Canada | CAD | PV T2 MODULE, 750VDC | 94.98 | EA | 0
EL2825A2MG | Canada | CAD | COUPLER,LENTON STANDARD,# | 99.63 | EA | 0
HDGTD183Q | Canada | CAD | MOLD,CABLE TO GRD ROD,VER | 586.79 | EA | 0
HDPTC9F9C | Canada | CAD | MOLD,CABLE,HORZ THRU PARA | 276.78 | EA | 0
LPA244ST | Canada | CAD | POINT,AL,BLUNT,5/8 X 18IN | 19.71 | EA | 0
RBT18911A | Canada | CAD | SLEEVE,CADWELD,#18-1 | 297.44 | EA | 0
BMCCALCAL | Canada | CAD | MOLD,BUS BAR,HORZ TEE BAR | 276.78 | EA | 0
534034GE47 | Canada | CAD | FLEXIBAR,ADV,6X40X1MM,GE, | 352.96 | EA | 0
DT27520R | Canada | CAD | TYPE 2, 75V, 2 0 | 165.31 | EA | 0
TAC3H2QW | Canada | CAD | MOLD,CABLE,HORZ TEE | 355.41 | EA | 0
GYE221T | Canada | CAD | MOLD,CABLE TO GRD ROD,VER | 775.14 | EA | 0
534025ABBP02 | Canada | CAD | FLEXIBAR,ADV,4X32X1,ABBP | 237.39 | EA | 0
B101EGOL | Canada | CAD | LUG,CU,1/4 X 1 1/2 W/1-11 | 38.29 | EA | 0
519726 | Canada | CAD | BRAID,STAINLESS,CPI 25-76 | 18.75 | EA | 0
ELCP57T | Canada | CAD | PROTECTOR,LENTON COUPLER, | 0.94 | EA | 0
TACW3W3 | Canada | CAD | MOLD,CABLE,HORZ TEE | 276.78 | EA | 0
NDR182Q2G | Canada | CAD | MOLD,CABLE TO GRD ROD, | 376.08 | EA | 0
TAC2V2VL | Canada | CAD | MOLD,CABLE,HORZ TEE | 300.43 | EA | 0
NCR182Q2G | Canada | CAD | MOLD,CABLE TO GRD ROD,HOR | 376.08 | EA | 0
EGBD14412NN | Canada | CAD | BAR,GRD BUS,1/4 X 4 X 12 | 184.6 | EA | 0
CATAP002 | Canada | CAD | MOLD,CABLE,HORZ TEE | 304.14 | EA | 0
RRH562G | Canada | CAD | MOLD,CABLE TO REBAR,HORZ | 484.97 | EA | 0
XLPTC1L1L | Canada | CAD | MOLD,CABLE, HORZ THRU PAR | 328.55 | EA | 0
XB4Y9Y6 | Canada | CAD | MOLD,CABLE,HORZ X LAPPED | 990.2 | EA | 0
A154 | Canada | CAD | CLIP,TRACK RETAINER,CIRCU | 3.51 | EA | 0
FLXPABB0098 | Canada | CAD | FLEXIBAR,ADV,3X24X1MM,ABB | 247.833 | EA | 0
534056RW34 | Canada | CAD | FLEXIBAR,ADV,6X100X1,RW | 273.01 | EA | 0
SBB2721VS72 | Canada | CAD | SHUNT,BASE,HARD,3/16 W/OR | 231.53 | EA | 0
TAC9E9DW | Canada | CAD | MOLD,CABLE,HORZ TEE | 355.41 | EA | 0
RHC521L | Canada | CAD | MOLD,CABLE TO REBAR,HORZ | 276.78 | EA | 0
PTC1L1G | Canada | CAD | MOLD,CABLE,HORZ THRU PARA | 276.78 | EA | 0
HVR12CUV10HQ | Canada | CAD | MOLD,STUD TO VERT STL, | 376.08 | EA | 0
TAC2Q9E | Canada | CAD | MOLD,CABLE,HORT TEE#5 CW | 276.78 | EA | 0
PB13ST2L175CRLH | Canada | CAD | MOLD,CABLE TO RAIL,HORZ T | 271.52 | EA | 0
534029UTC03 | Canada | CAD | FLEXIBAR,ADV,10X32X1MM, | 373.37 | EA | 0
NCR222L | Canada | CAD | MOLD,CABLE TO GRD ROD,HOR | 376.08 | EA | 0
130000 | Canada | CAD | CLIP,SNAP,CABLE 24SC67 | 17.7 | EA | 0
EGBA12624NN | Canada | CAD | BAR,GRD BUS,1/2 X 6 X 24 | 670.8 | EA | 0
PHR8D8D | Canada | CAD | MOLD,CABLE, VERT THRU PAR | 376.08 | EA | 0
EGBA14250BD | Canada | CAD | BUSBAR,GRD,CU,1/4X2X50,BD | 490.1 | EA | 0
NCR16Y4 | Canada | CAD | MOLD,CABLE TO GRD ROD,HOR | 376.08 | EA | 0
LPC34812 | Canada | CAD | BASE,CU,CAST,STANDING | 127.99 | EA | 0
GTC182LW | Canada | CAD | MOLD,CABLE TO GRD ROD,VER | 355.41 | EA | 0
EL16CIPPBG250 | Canada | CAD | PROTECTOR,THREAD,A12 THD, | 0.6 | EA | 0
HSC2G | Canada | CAD | MOLD,CABLE TO HORZ STL,HO | 276.78 | EA | 0
A927E055 | Canada | CAD | SCREW,SET,HEX DRIVE,CONE | 1.52 | EA | 0
PBC12W13TA | Canada | CAD | BOND,C,JOINT,250KCM RLAY, | 40.17 | EA | 0
GTC181H | Canada | CAD | MOLD,CABLE TO GRD ROD,VER | 276.78 | EA | 0
TAC3H3Q | Canada | CAD | MOLD,CABLE,HORZ TEE | 276.78 | EA | 0
TAC1Q1H | Canada | CAD | MOLD,CABLE,HORZ TEE | 276.78 | EA | 0
HDVBF3Q | Canada | CAD | MOLD,CABLE TO VERT STL,VE | 616.32 | EA | 0
NCR161Y | Canada | CAD | MOLD,CABLE TO GRD ROD,HOR | 376.08 | EA | 0
PTC2V1V | Canada | CAD | MOLD,CABLE, HORZ THRU PAR | 276.78 | EA | 0
GCC34 | Canada | CAD | COUPLER,THREADLESS,ZINC | 35.91 | EA | 0
EGBA14424DDT | Canada | CAD | BAR,GRD BUS,1/4 X 4 X 24 | 429 | EA | 0
PQDM3300B120 | Canada | CAD | PQDM-6-2P-120/240V, FSPM3 | 7107.41 | EA | 0
GTC161Q | Canada | CAD | MOLD,CABLE TO GRD ROD,VER | 276.78 | EA | 0
LL32B1 | Canada | CAD | COUPLER,BOLTED,32MM #10 | 141.08 | EA | 0
B183S | Canada | CAD | HINGE,PIANO,4IN | 3.85 | EA | 0
TAC2G2GW | Canada | CAD | MOLD,CABLE,HORZ TEE | 355.41 | EA | 0
SES160F480D | Canada | CAD | SES, 160 KA, FILTER, 480V | 789.58 | EA | 0
XLLJCAG2G | Canada | CAD | MOLD,CABLE TO BUS/LUG,HO | 328.55 | EA | 0
GTT161A | Canada | CAD | MOLD,CABLE TO GRD ROD,VER | 269.61 | EA | 0
XAD4Y2Q | Canada | CAD | MOLD,CABLE,HORZ X SAME PL | 586.79 | EA | 0
TAC9B9B | Canada | CAD | MOLD,CABLE,HORZ TEE | 276.78 | EA | 0
PGCY4Y4 | Canada | CAD | MOLD,CABLE, HORZ THRU PAR | 276.78 | EA | 0
GTC168G | Canada | CAD | MOLD,CABLE TO GRD ROD,VER | 276.78 | EA | 0
A109GA | Canada | CAD | CABLE,SAMPLE,5 IN LONG,2/ | 12.12 | EA | 0
534042L3M | Canada | CAD | FLEXIBAR,ADV,10X50X1MM,3M | 1319.25 | EA | 0
VSC9HV4 | Canada | CAD | MOLD,CABLE TO VERT STL,45 | 276.78 | EA | 0
534058L3MP | Canada | CAD | FLEXIBAR,BUSBAR,MTO, | 99999.99 | EA | 0
CAPCT1V1D | Canada | CAD | MOLD,CABLE, HORZ TAP PARA | 269.61 | EA | 0
RBW7395H | Canada | CAD | INSTALLATION KIT,EQUIP,#5 | 2033.71 | EA | 0
HSCY3 | Canada | CAD | MOLD,CABLE TO HORZ STL,HO | 276.78 | EA | 0
LECY8EAL | Canada | CAD | MOLD,CABLE TO BUS/LUG,HOR | 276.78 | EA | 0
LJCEE2Q | Canada | CAD | MOLD,CABLE TO BUS/LUG,HOR | 276.78 | EA | 0
PBW2G | Canada | CAD | MOLD,RAIL,CABLE HORZ TO W | 219.14 | EA | 0
FLXPLAM0039 | Canada | CAD | FLEXIBAR,ADV,2X15.5X0.8 | 478.7 | EA | 0
RBHSC30070D | Canada | CAD | BASIN,POURING,#9 HORIZ SI | 1579.9 | EA | 0
SSC8C1V | Canada | CAD | MOLD,CABLE,HORZ SPLICE | 276.78 | EA | 0
GQR182Q | Canada | CAD | MOLD,CABLE TO GRD ROD,VER | 376.08 | EA | 0
EL28A2D6 | Canada | CAD | COUPLER,LENTON,#9 TERMINA | 81.51 | EA | 0
519731 | Canada | CAD | BRAID,FLAT,SS,300MM | 10.12 | EA | 0
BQCEAKEAK | Canada | CAD | MOLD,BUS BAR,VERT TEE TAP | 276.78 | EA | 0
LPC103IN0060.0 | Canada | CAD | CONDUCTOR,CABLE,WIND TURB | 3693.96 | EA | 0
RRC522L | Canada | CAD | MOLD,CABLE TO REBAR,HORZ | 276.78 | EA | 0
GTC33L9 | Canada | CAD | MOLD,CABLE TO GRD ROD,VER | 276.78 | EA | 0
LPC225B | Canada | CAD | POINT,CU,BARE,1/2IN X 24 | 67.15 | EA | 0
EGBA14420HH | Canada | CAD | BAR,ASSY,GRD BUS,1/4 X 4 | 309.4 | EA | 0
HAH2Q8C | Canada | CAD | MOLD,CABLE TO HORZ STL,HO | 484.97 | EA | 0
FLXPABB0027 | Canada | CAD | FLEXIBAR,ADV,4X80X1MM,ABB | 341.37 | EA | 0
B540C131C | Canada | CAD | COVER,PLEXIGLASS,DETAIL,1 | 82.47 | EA | 0
PB80SC3B002M | Canada | CAD | MOLD,CABLE,HORZ SPLICE SI | 906.82 | EA | 0
47858650AEP2 | Canada | CAD | ROD,GRD,5/8,CU PLATED,15 | 58.75 | EA | 0
A808A10M3000 | Canada | CAD | BARE WIRE,COPPER-CLAD,#2- | 10.99 | MR | 0
A929A100 | Canada | CAD | WASHER,FLAT,1/2 BRONZE | 3.51 | EA | 0
HAA1E | Canada | CAD | MOLD,CABLE TO HORZ STL,HO | 168.64 | EA | 0
558601 | Canada | CAD | GUIDE,DRILL,R,FD | 1575.3 | EA | 0
TACD7D7 | Canada | CAD | MOLD,CABLE,HORZ TEE | 276.78 | EA | 0
CAGFC121L | Canada | CAD | MOLD,CABLE TO GRD ROD,HOR | 269.61 | EA | 0
TAC9J3A | Canada | CAD | MOLD,CABLE,HORZ TEE | 276.78 | EA | 0
HSC2Q2 | Canada | CAD | MOLD,CABLE TO HORZ STL,HO | 276.78 | EA | 0
T111 | Canada | CAD | TORCH,HEAD,SELF IGNITING | 308.84 | EA | 0
LAC9FEG | Canada | CAD | MOLD,CABLE TO BUS/LUG,HOR | 276.78 | EA | 0
EGBC14212GG | Canada | CAD | BAR ASSY,GRD BUS,1/4X2X12 | 109.2 | EA | 0
XLVBC2G | Canada | CAD | MOLD,CABLE TO VERT STL,VE | 328.55 | EA | 0
ERICORE071T | Canada | CAD | DOWNCONDUCTOR,LIGHTNING, | 13346.67 | EA | 0
EGBA14220NN | Canada | CAD | BAR,GRD BUS,1/4 X 2 X 20 | 205.4 | EA | 0
PB10VN1HLH | Canada | CAD | MOLD,CABLE TO VERT STL,HO | 271.52 | EA | 0
A2367J | Canada | CAD | SLEEVE,COUPLER,3/16 X 3/1 | 3.06 | EA | 0
LPC62438 | Canada | CAD | ADAPTER,CU,THRU-ROOF, | 97.12 | EA | 0
716336 | Canada | CAD | CONTACT,RAIL,ASSY,SET, | 508.7 | EA | 0
PCC2Q1GW | Canada | CAD | MOLD,CABLE, HORZ TAP PARA | 329.2 | EA | 0
GFC182V | Canada | CAD | MOLD,CABLE TO GRD ROD,HOR | 276.78 | EA | 0
TAC4L2V | Canada | CAD | MOLD,CABLE,HORZ TEE | 276.78 | EA | 0
633460 | Canada | CAD | GROUND ROD,CU CLAD,SECTIO | 65.61 | EA | 0
XAC2V2V | Canada | CAD | MOLD,CABLE,HORZ X SAME PL | 276.78 | EA | 0
B2715B | Canada | CAD | STRIP,EPD,FEED THRU,CU | 11.17 | EA | 0
EGBA14224EET | Canada | CAD | BAR,ASSY,GRD,BUS,1/4 X 2 | 304.2 | EA | 0
534027HLC01 | Canada | CAD | FLEXIBAR,ADV,6X32X1MM,HLC | 95.23 | EA | 0
LJCLG2Q | Canada | CAD | MOLD,CABLE TO BUS/LUG,HOR | 276.78 | EA | 0
A238FD2S24LH | Canada | CAD | CLAMP,FENCE,4/0 X 24 IN F | 381.47 | EA | 0
VSC9K | Canada | CAD | MOLD,CABLE TO VERT STL,45 | 276.78 | EA | 0
635843 | Canada | CAD | GROUND ROD,CU,5/8 X 1200 | 33.19 | EA | 0
LAC1T001 | Canada | CAD | MOLD,CABLE TO BUS/LUG,HOR | 276.78 | EA | 0
SST1K | Canada | CAD | MOLD,CABLE,HORZ SPLICE | 269.61 | EA | 0
PBK262 | Canada | CAD | KIT,RAIL,MOLD AND HARDWAR | 906.82 | EA | 0
LPC2842F5M | Canada | CAD | ADAPTER,CU,SWIVEL,1/2IN | 59.76 | EA | 0
LK509 | Canada | CAD | CAP,INTERLOK PLASTIC,#9 | 0.6 | EA | 0
HDPTD2Q2QW | Canada | CAD | MOLD,CABLE,HORZ THRU PARA | 639.21 | EA | 0
LPC241 | Canada | CAD | POINT,CU,5/8IN X 10IN | 121.88 | EA | 0
LPC280L58F | Canada | CAD | ADAPTER,CU,5/8IN,FEMALE | 31.33 | EA | 0
UGP738 | Canada | CAD | PLATE,CU,GROUND,1/16 X | 212.62 | EA | 0
GYR163A | Canada | CAD | MOLD,CABLE TO GRD ROD,VER | 376.08 | EA | 0
CAVHT1G24 | Canada | CAD | MOLD,CABLE TO VERT CAST | 269.61 | EA | 0
EGBA38212EE | Canada | CAD | BAR,GRD BUS,3/8 X 2 X 12 | 140.4 | EA | 0
A928K020 | Canada | CAD | NUT,HEX,1/2-13 BRONZE | 2.81 | EA | 0
B530A2Q72 | Canada | CAD | JUMPER,ASSY,4/0 CONC 72LG | 345.81 | EA | 0
ALOF1GS | Canada | CAD | BRACKET,WALL,GALV. STEEL | 132.63 | EA | 0
LNEEK2Q | Canada | CAD | MOLD,CABLE TO BUS/LUG,VER | 775.14 | EA | 0
ERICORE045U | Canada | CAD | DOWNCONDUCTOR,LIGHTNING, | 7674.58 | EA | 0
LAC3DGG | Canada | CAD | MOLD,CABLE TO BUS/LUG,HOR | 276.78 | EA | 0
TAC2L1H | Canada | CAD | MOLD,CABLE,HORZ TEE | 276.78 | EA | 0
SSC2S | Canada | CAD | MOLD,CABLE,HORZ SPLICE | 276.78 | EA | 0
SBXSS3330B | Canada | CAD | BOND,ONLY,3/16X3/4TAB,BOO | 6.24 | EA | 0
EL32S1P80572 | Canada | CAD | COUPLER,LENTON,POSITION, | 204.25 | EA | 0
LJCFALT3 | Canada | CAD | MOLD,CABLE TO BUS/LUG,HOR | 276.78 | EA | 0
534034L3MP | Canada | CAD | FLEXIBAR,BUSBAR,MTO, | 342.45 | EA | 0
EGBA14206EC | Canada | CAD | BAR,GRD BUS,1/4 X 2 X 6 | 78 | EA | 0
554404B | Canada | CAD | BRAID,SS,LUG,70MM2,BULK | 101.82 | EA | 0
ELFB20X020 | Canada | CAD | LENTON FORM SAVER BOLT, | 17.78 | EA | 0
RBWS1467G | Canada | CAD | BASIN,POURING,#14 TO #11 | 292.1 | EA | 0
715215 | Canada | CAD | RAIL,INSTALLATION, | 240.9 | EA | 0
534023L3MP | Canada | CAD | FLEXIBAR,BUSBAR,MTO, | 116.4 | EA | 0
PQDS3300S277 | Canada | CAD | PQDS-6-1P-277V, FSPS3300S | 2736.08 | EA | 0
PB10LA2GEE | Canada | CAD | MOLD,CABLE TO BUS/LUG,HOR | 199.84 | EA | 0
EL16A2LCP | Canada | CAD | COUPLER,LENTON,STANDARD, | 18.73 | EA | 0
VBCY3 | Canada | CAD | MOLD,CABLE TO VERT STL, | 276.78 | EA | 0
LL25S1 | Canada | CAD | LENTON LOCK,S-SERIES, | 73.58 | EA | 0
PB13ST2LA150RH | Canada | CAD | MOLD,CABLE TO RAIL,HORZ T | 271.52 | EA | 0
SBXSTB5A | Canada | CAD | WELDER,WEB BOND,3/16 XS,T | 416.3 | EA | 0
EL28A32K | Canada | CAD | COUPLER,LENTON,STANDARD, | 144.66 | EA | 0
RCE532Q | Canada | CAD | MOLD,CABLE TO REBAR,VERT | 775.14 | EA | 0
B102EEOLBLK | Canada | CAD | LUG,CU,1/4 X 1 W/2-9/16 H | 21.7 | EA | 0
WTBLCH | Canada | CAD | WIND TURBINE BLADE LP | 39.7 | EA | 0
GYR16Y4 | Canada | CAD | MOLD,CABLE TO GRD ROD,VER | 376.08 | EA | 0
LPC446 | Canada | CAD | SPLICE,CABLE,CAST,ASSY | 155.81 | EA | 0
EGBA14624BB | Canada | CAD | BAR,GRD BUS,1/4 X 6 X 24, | 472.3 | EA | 0
551000 | Canada | CAD | SUPPORT,BUSBAR,KIT, | 247.53 | EA | 0
EGBB14312CB | Canada | CAD | BUSBAR,GRD,CU,1/4X3X12,CB | 158.6 | EA | 0
534041STB06 | Canada | CAD | FLEXIBAR,ADV,8X50X1,STB | 434.85 | EA | 0
RBT1118101H | Canada | CAD | SPLICE,KIT,#11/#18 CADWEL | 413.53 | EA | 0
PBW12J72B | Canada | CAD | BOND,JOINT,2/0 RLAY WEB,7 | 71.18 | EA | 0
910008 | Canada | CAD | LIST,PACKING,910007 | 0.4 | EA | 0
569200 | Canada | CAD | UD400J | 13.18 | EA | 0
GYE188F | Canada | CAD | MOLD,CABLE TO GRD ROD,VER | 775.14 | EA | 0
50010EBOSS | Canada | CAD | CONNECTION,EARTH,50X50MM | 68.42 | EA | 0
EL2216P14L | Canada | CAD | COUPLER,LENTON,P14L,ASSY | 136.45 | EA | 0
RAC2G2Q | Canada | CAD | MOLD,GRD ROD TO RECEPTACL | 276.78 | EA | 0
ERICORE239U | Canada | CAD | DOWNCONDUCTOR,LIGHTNING, | 9999.99 | EA | 0
LPA664 | Canada | CAD | CONNECTION,THRU ROOF,AL | 98.33 | EA | 0
559152 | Canada | CAD | MANUAL FLEX PUNCH TOOL | 1707.34 | EA | 0
508110 | Canada | CAD | COPPER,BUSBAR, | 104.77 | EA | 0
558232ADV | Canada | CAD | IBSBADV 50-330-8-10 E&I | 9.22 | EA | 0
FLXPLAM0104 | Canada | CAD | FLEXIBAR,ADV,3X9X0.8MM, | 184.74 | EA | 0
GTC331V | Canada | CAD | MOLD,CABLE TO GRD ROD,VER | 276.78 | EA | 0
EL36PPPN | Canada | CAD | PLUG,PARALLEL,LENTON | 1.44 | EA | 0
715135 | Canada | CAD | LUG,CABLE,PKS50/12-H | 7.06 | EA | 0
EBCCALCAL | Canada | CAD | MOLD,BUS BAR,HORZ X LAPPE | 276.78 | EA | 0
LPC2932F2F | Canada | CAD | ADAPTER,CU,COUPL.,1/2IN | 27.33 | EA | 0
SBK341HOSE500 | Canada | CAD | HOSE,RUBBER,500FT RED,ADA | 1230.31 | EA | 0
ECRV121T4U | Canada | CAD | GROUND ROD,ASSY,KIT,12 FT | 2273.1 | EA | 0
HVSETM10 | Canada | CAD | WELD,SET,HV SET M10 | 22.3 | EA | 0
534053RW22 | Canada | CAD | FLEXIBAR,ADV,10X80X1,RW | 241.35 | EA | 0
ELBEG28AHTCA | Canada | CAD | LENTON,BAR END GAGE,28MM, | 334.19 | EA | 0
GTC222L | Canada | CAD | MOLD,CABLE TO GRD ROD, | 276.78 | EA | 0
XLGTC161V | Canada | CAD | MOLD,CABLE TO GRD ROD,VER | 328.55 | EA | 0
GYRC312G | Canada | CAD | MOLD,CABLE TO GRD ROD,VER | 376.08 | EA | 0
VBR3X | Canada | CAD | MOLD,CABLE TO VERT STL,VE | 376.08 | EA | 0
LPAAR1010 | Canada | CAD | TERMINAL,AIR,1000MM,10MM | 40.81 | EA | 0
EL16SA | Canada | CAD | COUPLER,LENTON,SA,#5 | 20.04 | EA | 0
A930M025 | Canada | CAD | SPRING,COMPRESSION,0.25 X | 5.68 | EA | 0
CAHAAY3 | Canada | CAD | MOLD,CABLE TO HORZ STL,HO | 168.64 | EA | 0
RPSCW6STPX4 | Canada | CAD | CROSSOVER,6 STEPS,244IN | 15271.67 | EA | 0
PB80LS3Q002 | Canada | CAD | MOLD,CABLE TO BUS/LUG,HOR | 906.82 | EA | 0
LAC2VEAL | Canada | CAD | MOLD,CABLE TO BUS/LUG,HOR | 276.78 | EA | 0
ECLA250S12 | Canada | CAD | LUG,COMPRESSION,AL,DUAL R | 16.97 | EA | 0
633480GAL01 | Canada | CAD | ROD,GRD,3/4X8,SEC,CU BOND | 82.16 | EA | 0
GTC162F | Canada | CAD | MOLD,CABLE TO GRD ROD,VER | 276.78 | EA | 0
VSCY4V8C | Canada | CAD | MOLD,CABLE TO VERT STL,45 | 276.78 | EA | 0
RBVA9095D | Canada | CAD | BASIN,POURING,#9 VERTICAL | 685.41 | EA | 0
CAHEA1V8 | Canada | CAD | MOLD,CABLE,TO HORZ CAST I | 168.64 | EA | 0
508046 | Canada | CAD | BRAID,FLEXIBLE, | 2442.06 | EA | 0
GMR162G | Canada | CAD | MOLD,CABLE TO GRD ROD,VER | 376.08 | EA | 0
VVR2CV5 | Canada | CAD | MOLD,CABLE TO VERT STL,VE | 276.78 | EA | 0
HDPCC2Q1V | Canada | CAD | MOLD,CABLE,HORZ TAP PARAL | 276.78 | EA | 0
CAHEA1H | Canada | CAD | MOLD,CABLE TO HORZ CAST I | 168.64 | EA | 0
VBC1VV21C | Canada | CAD | MOLD,CABLE TO VERT STL,VE | 276.78 | EA | 0
RCE561T | Canada | CAD | MOLD,CABLE TO REBAR,VERT | 775.14 | EA | 0
B143A | Canada | CAD | PACKING,REBAR,CONN,.25 X | 3 | EA | 0
LU25PT15D | Canada | CAD | LENTON ULTIMATE,POSITION, | 54.54 | EA | 0
EGBA14412CB | Canada | CAD | BAR ASSY,GRD BUS,1/4X4X12 | 195 | EA | 0
SVR2V001 | Canada | CAD | MOLD,CABLE,VERT SPLICE | 376.08 | EA | 0
595340 | Canada | CAD | RAILCLIP EM58SN1SH | 1.22 | EA | 0
TAC2G9G | Canada | CAD | MOLD,CABLE,HORZ TEE | 276.78 | EA | 0
C20S4 | Canada | CAD | CLAMP,BEAM,ASSY,SS,20MM | 5.55 | EA | 0
A927F118 | Canada | CAD | SCREW,HEX HEAD CAP,1/4-20 | 0.83 | EA | 0
RDH541T | Canada | CAD | MOLD,CABLE TO REBAR,HORZ | 484.97 | EA | 0
EGBA14316CC | Canada | CAD | BAR,GRD BUS,1/4 X 3 X 16 | 210.6 | EA | 0
534036GE06 | Canada | CAD | FLEXIBAR,ADV,10X40X1MM,GE | 446.98 | EA | 0
548450 | Canada | CAD | INSULATOR,BUSBAR, ISO TP | 3.26 | EA | 0
NDF312L | Canada | CAD | MOLD,CABLE TO GRD ROD,HOR | 659.46 | EA | 0
XACY4Y1 | Canada | CAD | MOLD,CABLE,HORZ X SAME PL | 276.78 | EA | 0
PCC2Q1H | Canada | CAD | MOLD,CABLE, HORZ TAP PARA | 276.78 | EA | 0
534056RW25 | Canada | CAD | FLEXIBAR,ADV,6X100X1MM,RW | 675.52 | EA | 0
FLXPRES0001 | Canada | CAD | FLEXIBAR,ADV,4X15.5X0.8MM | 186.211 | EA | 0
EL36SAQSP004 | Canada | CAD | COUPLER,LENTON,SPECIAL,SA | 106.15 | EA | 0
SBB861B1 | Canada | CAD | HANDLE,WELDMENT,T HANDLE | 207.21 | EA | 0
B802D01A120 | Canada | CAD | PLATE,ASSY,GRD,RISER,LOW | 50.79 | EA | 0
534010HDQ02 | Canada | CAD | FLEXIBAR,ADV,2X20X1MM,HDQ | 52.2 | EA | 0
561174 | Canada | CAD | BLOCK,POWER,SB2C1000AL | 131.33 | EA | 0
GLCDE2P | Canada | CAD | MOLD,CABLE TO LUG,HORZ | 276.78 | EA | 0
ERICORE136T | Canada | CAD | DOWNCONDUCTOR,LIGHTNING, | 24109.28 | EA | 0
TAC1Y1T | Canada | CAD | MOLD,CABLE,HORZ TEE | 276.78 | EA | 0
PHJ2Q2Q | Canada | CAD | MOLD,CABLE,VERT THRU PARA | 1147.17 | EA | 0
GYE142C | Canada | CAD | MOLD,CABLE TO GRD ROD,VER | 775.14 | EA | 0
ECRH101T20U | Canada | CAD | GROUND ROD,ASSY,KIT,10FT, | 2821.21 | EA | 0
EL3632P9ES | Canada | CAD | COUPLER,LENTON POSITION,# | 185.68 | EA | 0
98202520TF | Canada | CAD | SLEEVE,CU,.982IDX1.032ODX | 4.38 | EA | 0
NT1181VPLUS | Canada | CAD | ONE-SHOT,CABLE TO GRD ROD | 38.52 | EA | 0
VSC2QHQ | Canada | CAD | MOLD,CABLE TO VERT STL,45 | 276.78 | EA | 0
GJC162Q | Canada | CAD | MOLD,CABLE TO GRD ROD,HOR | 276.78 | EA | 0
PTC3Q2Q | Canada | CAD | MOLD,CABLE,HORZ THRU PARA | 276.78 | EA | 0
KA103 | Canada | CAD | LUG,CU, 3X25X50MM,1 HOLE | 29.33 | EA | 0
A927P038 | Canada | CAD | POWERS FASTENERS TAPPER+ | 0.53 | EA | 0
HSC2Q | Canada | CAD | MOLD,CABLE TO HORZ STL,HO | 276.78 | EA | 0
TACT3Y4 | Canada | CAD | MOLD,CABLE,HORZ TEE | 276.78 | EA | 0
PB600PLUSF80 | Canada | CAD | CADWELD PLUS,600F80 | 54.17 | EA | 0
LPA37158 | Canada | CAD | MOUNT,PIPE,HORIZONTAL CAS | 53.48 | EA | 0
XBM2G2G | Canada | CAD | MOLD,CABLE,HORZ X LAPPED | 844.84 | EA | 0
GRC332C | Canada | CAD | MOLD,CABLE TO GRD ROD,VER | 276.78 | EA | 0
PB10HS4M | Canada | CAD | MOLD,CABLE TO HORZ STL,HO | 271.52 | EA | 0
RTC531H | Canada | CAD | MOLD,CABLE TO REBAR,HORZ | 276.78 | EA | 0
563591B | Canada | CAD | MBJ 25-300-12 | 3.93 | EA | 0
FLXPABB0089 | Canada | CAD | FLEXIBAR,ADV,8X63X1MM,ABB | 282.521 | EA | 0
EGBA14412QQ | Canada | CAD | BAR ASSY,GRD BUS,1/4X4X12 | 195 | EA | 0
RBB1892B | Canada | CAD | MATERIAL,FILLER,GROUP | 129.44 | EA | 0
SBGR1182G | Canada | CAD | ONE-SHOT,CABLE TO GRD ROD | 24.79 | EA | 0
815850 | Canada | CAD | GROUND ROD,GALV,POINTED, | 30.93 | EA | 0
LK86 | Canada | CAD | COUPLER,LENTON INTERLOK, | 89.96 | EA | 0
548580 | Canada | CAD | INSULATOR,BUSBAR,ISO TP | 7.93 | EA | 0
534010ABB19 | Canada | CAD | FLEXIBAR,ADV,2X20X1MM,ABB | 66.9 | EA | 0
534018ABB12 | Canada | CAD | FLEXIBAR,ADV,4X24X1MM,ABB | 154.73 | EA | 0
534010SE15 | Canada | CAD | FLEXIBAR,ADV,2X20X1,SE | 62.22 | EA | 0
GR1162QPLUS | Canada | CAD | ONE-SHOT,CABLE TO GRD ROD | 35.15 | EA | 0
LJCEG2G | Canada | CAD | MOLD,CABLE TO BUS/LUG,HOR | 276.78 | EA | 0
B522B | Canada | CAD | CLAMP,ASSY,1 1/4 NOMINAL | 48.52 | EA | 0
LPC128250 | Canada | CAD | CABLE,CU,SMOOTH WEAVE,24 | 12.05 | FT | 0
RJE571V | Canada | CAD | MOLD,CABLE TO REBAR,VERT | 775.14 | EA | 0
EL36SASA3900 | Canada | CAD | COUPLER,LENTON,SASA,DBL | 479 | EA | 0
EPD1224ATAAR1 | Canada | CAD | ERICO PROTECTION DEVICE, | 555.28 | EA | 0
VBC9DV3C | Canada | CAD | MOLD,CABLE TO VERT STL,VE | 276.78 | EA | 0
XBZ3A3A | Canada | CAD | MOLD,CABLE,HORZ X LAPPED | 793.75 | EA | 0
548420 | Canada | CAD | INSULATOR,BUSBAR,ISO TP | 1.82 | EA | 0
PTC9G1G | Canada | CAD | MOLD,CABLE, HORZ THRU PAR | 276.78 | EA | 0
FLXPLAM0112 | Canada | CAD | FLEXIBAR,ADV,0.5X15.5X0.8 | 484.69 | EA | 0
LPC265 | Canada | CAD | POINT,CU,TUBULAR,5/8X24IN | 116.84 | EA | 0
LPA241ST | Canada | CAD | POINT,AL,BLUNT,5/8 X 10IN | 12.57 | EA | 0
GTC149FW | Canada | CAD | MOLD,CABLE TO GRD ROD,VER | 355.41 | EA | 0
PB10SS2Q | Canada | CAD | MOLD,CABLE,HORZ SPLICE | 199.84 | EA | 0
B548A53 | Canada | CAD | MOUNTING,KIT,1/2-5/8X1-2W | 19.75 | EA | 0
SBXSJ3342B | Canada | CAD | BOND,JUMPER,3/16 & 3/4 XS | 13.05 | EA | 0
A239HB2S242Q1RH | Canada | CAD | CLAMP,FENCE,4/0 FLEX,4/0 | 482.47 | EA | 0
GTCP200Y4 | Canada | CAD | MOLD,CABLE TO GRD ROD,VER | 276.78 | EA | 0
PB41HA1G | Canada | CAD | MOLD,CABLE TO HORZ STL,HO | 130.59 | EA | 0
HDTAC2Q1L | Canada | CAD | MOLD,CABLE HORZ TEE | 276.78 | EA | 0
B117C | Canada | CAD | DISK,STL,1-1/2 INCH,11 PE | 0.17 | EA | 0
LPA537 | Canada | CAD | PLATE,AL,CAST,FLAT METAL, | 19.66 | EA | 0
XACY6W3 | Canada | CAD | MOLD,CABLE,HORZ X SAME PL | 276.78 | EA | 0
ELPP | Canada | CAD | TRANSFORMER,ELECTRICAL ST | 965.95 | EA | 0
PCC2V2Q | Canada | CAD | MOLD,CABLE, HORZ TAP PARA | 276.78 | EA | 0
G386 | Canada | CAD | ROD,GRD,3/8INX6FT,GALV | 7.97 | EA | 0
534034GE41 | Canada | CAD | FLEXIBAR,ADV,6X40X1MM,GE, | 391.86 | EA | 0
VSC9AV3C | Canada | CAD | MOLD,CABLE TO VERT STL,45 | 276.78 | EA | 0
A929A099 | Canada | CAD | WASHER,FLAT,3/8 S.S. | 0.69 | EA | 0
HDGBF33 | Canada | CAD | MOLD,GRD ROD,TO ROD/RECEP | 659.46 | EA | 0
47858610AEP | Canada | CAD | ROD,GRD,5/8,CU PLATED,15 | 62.79 | EA | 0
TAC9G9D | Canada | CAD | MOLD,CABLE,HORZ TEE | 276.78 | EA | 0
HAR1T12GA | Canada | CAD | MOLD,CABLE TO HORZ STL,HO | 376.08 | EA | 0
LPC2942F5M | Canada | CAD | ADAPTER,CU,COUPL.,1/2IN | 27.22 | EA | 0
534001LAM11 | Canada | CAD | FLEXIBAR,ADV,3X9X0.8,LAM | 211.43 | EA | 0
F20ETN10KG | Canada | CAD | WELD METAL, CADWELD, F20 | 775.66 | EA | 0
GYE152V | Canada | CAD | MOLD,CABLE TO GRD ROD,VER | 775.14 | EA | 0
TACY4W2 | Canada | CAD | MOLD,CABLE,HORZ TEE | 276.78 | EA | 0
SPDC100120/240 | Canada | CAD | PROTECTOR,SURGE,TDX100C,2 | 2288.59 | EA | 0
CSP1BNC600 | Canada | CAD | COAXIAL SURGE PROTECTOR, | 169.73 | EA | 0
PCCY0A7 | Canada | CAD | MOLD,CABLE,HORZ TAP PARAL | 276.78 | EA | 0
EL25D6SA0800 | Canada | CAD | COUPLER,LENTON,SA HEAD, | 135.01 | EA | 0
CAA817B12 | Canada | CAD | BOND,STRAP,JUMPER,CU,1/16 | 12.05 | EA | 0
551321 | Canada | CAD | BLOCK,DISTRIBUTION,125A, | 15.68 | EA | 0
SBA146108 | Canada | CAD | CLIP,CONCRETE TIE,A=9.13, | 46.03 | EA | 0
GMR188C | Canada | CAD | MOLD,CABLE TO GRD ROD,VER | 376.08 | EA | 0
GTC188B | Canada | CAD | MOLD,CABLE TO GRD ROD,VER | 276.78 | EA | 0
EGBA14410LL | Canada | CAD | BAR,GRD BUS,1/4 X 4 X 10, | 166.4 | EA | 0
XBM2Q2QM | Canada | CAD | MOLD,CABLE,HORZ X LAPPED | 574.44 | EA | 0
6258203 | Canada | CAD | BAR,CUT,5/8X20,CU BOND, | 170.98 | EA | 0
GTC182PW | Canada | CAD | MOLD,CABLE TO GRD ROD,VER | 355.41 | EA | 0
TDX100S120/208 | Canada | CAD | PROTECTOR,SURGE,TDX100S,3 | 1995.98 | EA | 0
A238KC2S24KIT | Canada | CAD | CLAMP,FENCE,4/0 X 24 IN, | 1246.9 | EA | 0
NCR161E | Canada | CAD | MOLD,CABLE TO GRD ROD,HOR | 376.08 | EA | 0
534027RW17 | Canada | CAD | FLEXIBAR,ADV,6X32X1MM,RW, | 364.6 | EA | 0
EL57T32A2 | Canada | CAD | COUPLER,LENTON STANDARD,# | 154.51 | EA | 0
LPC61038 | Canada | CAD | BASE,CU,CAST,CONCEALED | 46.07 | EA | 0
B159H | Canada | CAD | FRAME,VERT SPLIT,HORZ PIP | 389.83 | EA | 0
PBWY9 | Canada | CAD | MOLD,PAIR,CABLE HORZ TO R | 194.22 | EA | 0
RBT109130H | Canada | CAD | SPLICE,KIT,#10 CADWELD T- | 267.61 | EA | 0
TL9C | Canada | CAD | COLLAR | 2.18 | EA | 0
540510RT03 | Canada | CAD | BAR,FLEXIBLE,MTO,10X24X1, | 47.22 | EA | 0
ERICORE110T | Canada | CAD | DOWNCONDUCTOR,LIGHTNING, | 19804.23 | EA | 0
EL32D14 | Canada | CAD | ANCHOR,LENTON,TERMINATOR, | 60.13 | EA | 0
TAC2Q2GW | Canada | CAD | MOLD,CABLE,HORZ TEE | 355.41 | EA | 0
PB10SS3B3Q001 | Canada | CAD | MOLD,CABLE,HORZ SPLICE | 199.84 | EA | 0
GMR161L | Canada | CAD | MOLD,CABLE TO GRD ROD,VER | 376.08 | EA | 0
RB45SC23075RHK | Canada | CAD | BASIN,POURING,#18-#14,45D | 1068.15 | EA | 0
GTC181T | Canada | CAD | MOLD,CABLE TO GRD ROD,VER | 276.78 | EA | 0
549750 | Canada | CAD | BUSBAR,10 MM,PLAIN,2M PCB | 1918.74 | EA | 0
TAC1G1H | Canada | CAD | MOLD,CABLE,HORZ TEE | 276.78 | EA | 0
EL57T36A12 | Canada | CAD | COUPLER,LENTON,A12,#18-11 | 166.59 | EA | 0
PQC160-240V-D | Canada | CAD | SES160B240D | 1979.34 | EA | 0
EL38P9N | Canada | CAD | COUPLER,LENTON,P9 38MM | 101.55 | EA | 0
LK25D | Canada | CAD | COUPLER,LENTON INTERLOK | 81.95 | EA | 0
PBCT9S6 | Canada | CAD | WELDER,C BOND,3/0 | 868.31 | EA | 0
GR1181GPLUS | Canada | CAD | ONE-SHOT,CABLE TO GRD ROD | 28.41 | EA | 0
TACD7R6 | Canada | CAD | MOLD,CABLE,HORZ TEE | 276.78 | EA | 0
PCC1G1V | Canada | CAD | MOLD,CABLE, HORZ TAP PARA | 276.78 | EA | 0
PCC2C2C | Canada | CAD | MOLD,CABLE, HORZ TAP PARA | 276.78 | EA | 0
GYR182L | Canada | CAD | MOLD,CABLE TO GRD ROD,VER | 376.08 | EA | 0
TAC3D2V | Canada | CAD | MOLD,CABLE,HORZ TEE | 276.78 | EA | 0
VSC1GV5C | Canada | CAD | MOLD,CABLE TO VERT STL,45 | 276.78 | EA | 0
T334 | Canada | CAD | WRENCH,ADJUSTABLE,OPEN EN | 42.21 | EA | 0
PBB472B | Canada | CAD | FRAME,HOLDDOWN,SPECIAL EZ | 588.55 | EA | 0
MBA46A | Canada | CAD | MOLD,BLANK,R PRICE 150200 | 313.83 | EA | 0
RJE562QM | Canada | CAD | MOLD,CABLE TO REBAR,VERT | 561.05 | EA | 0
TMGBA18L23PT | Canada | CAD | BAR ASSY,GRD BUS,1/4X4X17 | 327.6 | EA | 0
VVR8D001 | Canada | CAD | MOLD,CABLE TO VERT STL,VE | 376.08 | EA | 0
RPSCW3STP4W | Canada | CAD | WALKWAY,3 STEPS X 4 | 15271.67 | EA | 0
B864A1 | Canada | CAD | BOTTLE,MODIFIED,OPENER | 6.85 | EA | 0
PBCT9Y5AX | Canada | CAD | FRAME,WELDER,BOND,CBX5 | 788.5 | EA | 0
RWR53Y3 | Canada | CAD | MOLD,CABLE TO REBAR,VERT | 376.08 | EA | 0
NCR151V | Canada | CAD | MOLD,CABLE TO GRD ROD,HOR | 376.08 | EA | 0
VVF3QHQ | Canada | CAD | MOLD,CABLE TO VERT STL,VE | 659.46 | EA | 0
EL43T25A2 | Canada | CAD | COUPLER,LENTON,#14(3.5MM) | 108.76 | EA | 0
EGBA38624LL | Canada | CAD | BUSBAR,GRD,CU,3/8X6X24,LL | 670.8 | EA | 0
LPA30512THRU | Canada | CAD | BASE,AL, THRU HOLE, 1/2 I | 38.82 | EA | 0
811350 | Canada | CAD | GROUND ROD,GALV,POINTED, | 26.27 | EA | 0
CAVST1LC | Canada | CAD | MOLD,CABLE TO VERT STL,45 | 269.61 | EA | 0
CSBCABDB120062 | Canada | CAD | CONCRETE DRILL BIT TYPE 1 | 47.88 | EA | 0
534019STK05 | Canada | CAD | FLEXIBAR,ADV,5X24X1MM,STK | 68.39 | EA | 0
S1V53M | Canada | CAD | MOLD,HV CABLE SPLICE,HORZ | 938.81 | EA | 0
MBB13 | Canada | CAD | MOLD,BLANK,150200 C PRICE | 199.62 | EA | 0
INTCPTADF2NPTSI | Canada | CAD | SII INTERCEPTOR,ADAPTER,2 | 253.44 | EA | 0
534056ABB01 | Canada | CAD | FLEXIBAR, ADV, 6X100X1MM | 299.65 | EA | 0
RBW7398H | Canada | CAD | INSTALLATION KIT,EQUIP,#8 | 2033.71 | EA | 0
RBT1114101H | Canada | CAD | SPLICE,KIT,#11/#14 CADWEL | 386.46 | EA | 0
EL32CFF | Canada | CAD | PROTECTOR,LENTON,STEEL | 5.6 | EA | 0
PB10QT1L84C | Canada | CAD | MOLD,CABLE TO RAIL,HORZ T | 199.84 | EA | 0
SSPD2P1M480 | Canada | CAD | SSPD, TWO PHASE, | 489.65 | EA | 0
A238EB2S24RH | Canada | CAD | CLAMP,FENCE,4/0X24IN,FLEX | 358.27 | EA | 0
VBCS7 | Canada | CAD | MOLD,CABLE TO VERT STL,VE | 276.78 | EA | 0
505616 | Canada | CAD | BUSBAR,SPECIAL,3/8X1.5X9, | 506.66 | EA | 0
CAB32130 | Canada | CAD | EXTENSION,FLINT,IGNITER 3 | 97.68 | EA | 0
EL36A2D6 | Canada | CAD | COUPLER,LENTON,#11 TERMIN | 115.5 | EA | 0
CAHBA1G20 | Canada | CAD | MOLD,CABLE TO HORZ CAST I | 168.64 | EA | 0
633460GAL01 | Canada | CAD | ROD,GRD,3/4X6,CU BONDED | 52.98 | EA | 0
559020 | Canada | CAD | TOOL,HYDRAULIC,SHEAR,GUID | 1057.71 | EA | 0
EGBA14396EC | Canada | CAD | BAR,GRD BUS,1/4 X 3 X 96 | 1170 | EA | 0
S90-04-06 | Canada | CAD | TDS150M150A | 98.54 | EA | 0
553571A2 | Canada | CAD | FLEXIBAR,SPACER,LEFT HAND | 15.59 | EA | 0
GRC331H | Canada | CAD | MOLD,CABLE TO GRD ROD,VER | 276.78 | EA | 0
XLLJCAG1V | Canada | CAD | MOLD,CABLE TO BUS/LUG,HOR | 328.55 | EA | 0
RBW4558A | Canada | CAD | SLEEVE,CADWELD,50MM T-SER | 169.33 | EA | 0
CAFCA1L24 | Canada | CAD | MOLD,CABLE,TO HORZ C.I.PI | 168.64 | EA | 0
17003116 | Canada | CAD | SLEEVE,CU,.170 ID X .232 | 0.55 | EA | 0
A929B051 | Canada | CAD | WASHER,LOCK,1/4,316SS | 0.25 | EA | 0
615883SG01 | Canada | CAD | GROUND ROD,COPPERBONDED, | 32.59 | EA | 0
VSC8F | Canada | CAD | MOLD,CABLE TO VERT STL,45 | 276.78 | EA | 0
EGBC14218EET | Canada | CAD | BUSBAR,GRD,CU,1/4X2X18,EE | 210.6 | EA | 0
GYR18W3 | Canada | CAD | MOLD,CABLE TO GRD ROD,VER | 376.08 | EA | 0
LPS662CTO | Canada | CAD | ROD,SS,THREADED,1/2 DIA, | 1.86 | EA | 0
PBW13S60B | Canada | CAD | BOND,JOINT,500 RLAY WEB, | 148.76 | EA | 0
534034 | Canada | CAD | FLEX ADV2MTC 6X40X1 | 388.13 | EA | 0
GRC152L | Canada | CAD | MOLD,CABLE TO GRD ROD,VER | 276.78 | EA | 0
PBC62W1822 | Canada | CAD | BOND,DOUBLE STUB END C,25 | 145.15 | EA | 0
XLPTC2G1V | Canada | CAD | MOLD,CABLE, HORZ THRU PAR | 328.55 | EA | 0
FLXPLAM0063 | Canada | CAD | FLEXIBAR,ADV,2X15.5X0.8MM | 222.47 | EA | 0
505652 | Canada | CAD | C11000 CU, 1/2X6X32,W/O | 402.71 | EA | 0
HDTAC3Q2V | Canada | CAD | MOLD,CABLE,HORZ TEE | 276.78 | EA | 0
RBCY6 | Canada | CAD | MOLD,GRD ROD TO RECEPTACL | 276.78 | EA | 0
B101GG90001 | Canada | CAD | LUG,CU,3/8X1-1/2,W/ONE | 55.9 | EA | 0
TAC2L3D | Canada | CAD | MOLD,CABLE,HORZ TEE | 276.78 | EA | 0
PB50VB4T | Canada | CAD | MOLD,CABLE TO VERT STL | 423.66 | EA | 0
INTCPTADM3/4UNC | Canada | CAD | INTERCEPTOR,ADAPTER,MK3, | 139.89 | EA | 0
SSPDTT1P150 | Canada | CAD | SSPD, TT SINGLE PHASE, | 494.78 | EA | 0
SBA2314J | Canada | CAD | SLEEVE,COUPLER,COMP | 187.41 | EA | 0
534042ABB06 | Canada | CAD | FLEXIBAR, ADV, 10X50X1MM | 257.02 | EA | 0
CAPCT1H1E | Canada | CAD | MOLD,CABLE, HORZ TAP PARA | 269.61 | EA | 0
UTB30SPG | Canada | CAD | PROTECTOR,SURGE,UTB,1PAIR | 194.52 | EA | 0
534034FL08 | Canada | CAD | FLEXIBAR,ADV,6X40X1,FL | 207.45 | EA | 0
VBCS7V2W | Canada | CAD | MOLD,CABLE TO VERT STL,VE | 302.99 | EA | 0
554385B | Canada | CAD | CPI50-200-16B | 24.56 | EA | 0
LECY5PAM | Canada | CAD | MOLD,CABLE TO BUS/LUG,HOR | 276.78 | EA | 0
TAC2GSFHQ | Canada | CAD | MOLD,CABLE,HORZ TEE | 276.78 | EA | 0
MBA11CCL | Canada | CAD | MOLD,BLANK,3 X 3 X 6 IN,S | 224.58 | EA | 0
A801A02F | Canada | CAD | CABLE,CU,BARE,2/0 RLAY,7X | 7.24 | EA | 0
A238FD2S24RH | Canada | CAD | CLAMP,FENCE,4/0 X 24 IN F | 381.47 | EA | 0
PB10LA9EEG | Canada | CAD | MOLD,CABLE TO BUS/LUG,HOR | 199.84 | EA | 0
HDPTC2L2CW | Canada | CAD | MOLD,CABLE,HORZ THRU PARA | 329.2 | EA | 0
B522G | Canada | CAD | CLAMP,ASSY,3 1/2 NOMINAL | 103.68 | EA | 0
534020FW06 | Canada | CAD | FLEXIBAR,ADV,6X24X1MM,FW, | 357.59 | EA | 0
HDVBC9CV3C | Canada | CAD | MOLD,CABLE TO VERT STL,VE | 276.78 | EA | 0
LAC2GEG | Canada | CAD | MOLD,CABLE TO BUS/LUG,HOR | 276.78 | EA | 0
EGBA14418AA | Canada | CAD | BAR,GRD BUS,1/4 X 4 X 18 | 280.8 | EA | 0
EGBA14212DD | Canada | CAD | BAR,GRD BUS,1/4 X 2 X 12 | 132.6 | EA | 0
SSC2QY6 | Canada | CAD | MOLD,CABLE,HORZ SPLICE | 276.78 | EA | 0
SVRY8 | Canada | CAD | MOLD,CABLE,VERT SPLICE | 376.08 | EA | 0
534027IR07 | Canada | CAD | FLEXIBAR,ADV,6X32X1MM,IR, | 450.55 | EA | 0
534058GE03 | Canada | CAD | FLEXIBAR,ADV,10X100X1,GE | 2359.63 | EA | 0
EL30A2N | Canada | CAD | COUPLER,LENTON,SOURCED,A2 | 47.35 | EA | 0
534031IR01 | Canada | CAD | FLEXIBAR,ADV,3X40X1MM,IR | 193.25 | EA | 0
LPC31838 | Canada | CAD | BASE,CU,SIDE MOUNT,3/8IN | 57.03 | EA | 0
551060 | Canada | CAD | BUSBAR,SUPPORT,UBS 1/10TN | 246.6 | EA | 0
534040SI04 | Canada | CAD | FLEXIBAR,ADV,6X50X1MM,SI, | 245.77 | EA | 0
LPG35258 | Canada | CAD | BRACE,GALV STEEL,TRIPOD | 130.07 | EA | 0
S3V65M | Canada | CAD | MOLD,CABLE,HORZ SPLICE HI | 1215.58 | EA | 0
EL2216A2 | Canada | CAD | COUPLER,LENTON,A2,TRANSIT | 48.95 | EA | 0
CAVST1G | Canada | CAD | MOLD,CABLE TO VERT STL,45 | 269.61 | EA | 0
EL57T43TP9ES | Canada | CAD | COUPLER, LENTON POSITION, | 362.11 | EA | 0
569206 | Canada | CAD | DISTRI. BLOCK UDF12C500AL | 109.5 | EA | 0
BBCFAK | Canada | CAD | MOLD,BUS BAR,HORZ SPLICE | 276.78 | EA | 0
SP58 | Canada | CAD | CLAMP,GROUNDING,ROD | 3.94 | EA | 0
554374 | Canada | CAD | BRAID,EARTH,SS,70MM2,CPI | 52.68 | EA | 0
563170 | Canada | CAD | KIT,BLOCK,DIST,TR 250A | 213.5 | EA | 0
SBTBBU4ACWP | Canada | CAD | BOND,KIT,BOOTLEG,W/COUPLE | 14.01 | EA | 0
611303DP | Canada | CAD | ROD,GRD,1/2X10,CU BONDED | 70.62 | EA | 0
NT1181LPLUS | Canada | CAD | ONE-SHOT,CABLE TO GRD ROD | 37.19 | EA | 0
EGBC14118HH | Canada | CAD | BAR ASSY,GRD BUS,1/4X1X18 | 117 | EA | 0
569050 | Canada | CAD | BLOCK,SINGLE POLE,DISTRIB | 42.02 | EA | 0
548630 | Canada | CAD | INSULATOR,BUSBAR,ISO TP | 22.23 | EA | 0
VBC8DV3C | Canada | CAD | MOLD,CABLE TO VERT STL, | 276.78 | EA | 0
RBW26810 | Canada | CAD | SLEEVE,SPEED,#10 | 32.08 | EA | 0
B399Q | Canada | CAD | FRAME ASSY,ROD,ADJUSTABLE | 134.81 | EA | 0
534047GE11 | Canada | CAD | FLEXIBAR,ADV,8X63X1,GE | 587.89 | EA | 0
615860SG01 | Canada | CAD | ROD,GRD,5/8X6,CU BONDED, | 25.26 | EA | 0
A927F177 | Canada | CAD | BOLT,HEX HEAD,1/4-20 X 1/ | 0.51 | EA | 0
EL20P9 | Canada | CAD | COUPLER,LENTON POSITION,# | 86.56 | EA | 0
SBGT1161LPLUS | Canada | CAD | ONE SHOT,#3 SOL THRU #6 | 26.33 | EA | 0
561156 | Canada | CAD | BLOCK,SPLICE,630A,1250V | 184.05 | EA | 0
INTCPTSIIISO | Canada | CAD | ADAPTER, SII TO ISODC | 115.34 | EA | 0
SBS13C | Canada | CAD | SLEEVE,BOND,FIELD MADE | 1.83 | EA | 0
HSC3AB | Canada | CAD | MOLD,CABLE TO HORZ STL,HO | 276.78 | EA | 0
RBS36875 | Canada | CAD | CRUCIBLE,EXTENSION,5 IN | 291.28 | EA | 0
FLXPLAM0090 | Canada | CAD | FLEXIBAR,ADV,3X9X0.8MM, | 430.12 | EA | 0
LPC345L38 | Canada | CAD | BASE,CU,CAST,RIDGE, | 109.3 | EA | 0
568674 | Canada | CAD | EARTHING & NEUTRAL BUSBAR | 258.4 | EA | 0
EL20D6ES | Canada | CAD | COUPLER,LENTON TERMINATOR | 21.49 | EA | 0
XBM3A2L | Canada | CAD | MOLD,CABLE,HORZ X LAPPED | 844.84 | EA | 0
NDF182QW | Canada | CAD | MOLD,4/0 CONC TO 3/4 CU C | 790.5 | EA | 0
GRT14C1K | Canada | CAD | MOLD,CABLE TO GRD ROD,VER | 269.61 | EA | 0
B101DEOL | Canada | CAD | LUG,CU,3/16 X 1 W/I-9/16 | 16.82 | EA | 0
RBT11101HB | Canada | CAD | MATERIAL,FILLER,#11 T-SER | 62.28 | EA | 0
27301002 | Canada | CAD | ROD GUIDE,SS 304 | 3.2 | EA | 0
LPC445 | Canada | CAD | SPLICE,CU,CABLE,BARE TEE | 71.37 | EA | 0
PTC2G1D | Canada | CAD | MOLD,CABLE, HORZ THRU PAR | 276.78 | EA | 0
RCE511L | Canada | CAD | MOLD,CABLE TO REBAR,VERT | 775.14 | EA | 0
5015102 | Canada | CAD | ORGO-THERMIT REACTION | 168.97 | EA | 0
LPC537L | Canada | CAD | PLATE,CU,CAST,FLAT METCU, | 55.06 | EA | 0
SBK227 | Canada | CAD | GROUNDING,KIT,ALUM BUNGAL | 663.4 | EA | 0
EGBA14636NN | Canada | CAD | BAR,ASSY,GRD,BUS,1/4X6X36 | 748.8 | EA | 0
LK1410 | Canada | CAD | COUPLER,LENTON,INTERLOK,# | 205.69 | EA | 0
B548A48 | Canada | CAD | MOUNTING,KIT,1/8X3-4W BAR | 21.52 | EA | 0
550670 | Canada | CAD | BUSBAR PCB 100 X 5 4MTR | 1528.33 | EA | 0
A929H006 | Canada | CAD | WASHER,SEALING,5/8 NEOPRE | 6.54 | EA | 0
GYR181G | Canada | CAD | MOLD,CABLE TO GRD ROD,VER | 376.08 | EA | 0
SB20175 | Canada | CAD | BOND,KIT,JOINT,5/16 TAB | 15.37 | EA | 0
GYR182CW | Canada | CAD | MOLD,CABLE TO GRD ROD,VER | 454.7 | EA | 0
B32817 | Canada | CAD | COVER,CRUCIBLE,5 X 5 X 1 | 79.18 | EA | 0
PB13ST2L175CRRH | Canada | CAD | MOLD,CABLE TO RAIL,HORZ T | 271.52 | EA | 0
GYR16Y3 | Canada | CAD | MOLD,CABLE TO GRD ROD,VER | 376.08 | EA | 0
PB10SS3Q3D | Canada | CAD | MOLD,CABLE,HORZ SPLICE | 271.52 | EA | 0
RRH54Y4 | Canada | CAD | MOLD,CABLE TO REBAR,HORZ | 484.97 | EA | 0
EL12A32K | Canada | CAD | COUPLER,LENTON,STANDARD, | 53.79 | EA | 0
635800HA01UL | Canada | CAD | ROD,GRD,5/8X10,CU CLAD,10 | 37.66 | EA | 0
PGT06CS | Canada | CAD | MOLD,CABLE,HORZ THRU PARA | 269.61 | EA | 0
SVR2V | Canada | CAD | MOLD,CABLE,VERT SPLICE | 376.08 | EA | 0
PBW2JLH | Canada | CAD | MOLD,RAIL,CABLE HORZ TO W | 146.71 | EA | 0
GTC22Y9 | Canada | CAD | MOLD,CABLE TO GRD ROD,VER | 276.78 | EA | 0
B532E3Q96 | Canada | CAD | JUMPER,ASSY,500 CONC 96IN | 763.17 | EA | 0
CAHAA1Y | Canada | CAD | MOLD,CABLE TO HORZ STL,HO | 168.64 | EA | 0
SBB343B | Canada | CAD | MOLD,BOND,TB 3/16 X 3/4 T | 56.06 | EA | 0
PCCY4Y1 | Canada | CAD | MOLD,CABLE, HORZ TAP PARA | 276.78 | EA | 0
PTDSJSJ | Canada | CAD | MOLD,CABLE, HORZ THRU PAR | 586.79 | EA | 0
FLXPABB0005 | Canada | CAD | FLEXIBAR,ADV,5X100X1,ABB, | 304.448 | EA | 0
SBTBT21B | Canada | CAD | WELDER,BOND,3/16 & 3/4 TA | 677.72 | EA | 0
SBNX1161VPLUS | Canada | CAD | ONE SHOT,#3 STR THRU #1 | 44.01 | EA | 0
PB10GRY5DBG | Canada | CAD | MOLD,CABLE TO GRD ROD,VER | 199.84 | EA | 0
TADV1V1 | Canada | CAD | MOLD,CABLE,HORZ TEE | 586.79 | EA | 0
RBW7395V | Canada | CAD | INSTALLATION KIT,EQUIP,#5 | 1920.58 | EA | 0
NDF162Q | Canada | CAD | MOLD,CABLE TO GRD ROD,HOR | 659.46 | EA | 0
NT1161G1TPLUS | Canada | CAD | ONE-SHOT,CABLE TO GRD ROD | 55.07 | EA | 0
LJCEALY4 | Canada | CAD | MOLD,CABLE TO BUS/LUG,HOR | 276.78 | EA | 0
XBQ9E9F | Canada | CAD | MOLD,CABLE,HORZ X LAPPED, | 528.45 | EA | 0
PLUSCU2RLD6 | Canada | CAD | CADWELD PLUS GEN 2 REPL | 91.99 | EA | 0
PTC8C1V | Canada | CAD | MOLD,CABLE, HORZ THRU PAR | 276.78 | EA | 0
LAC3SGG | Canada | CAD | MOLD,500RPLY TO 3/8X1-1/2 | 276.78 | EA | 0
BACDE | Canada | CAD | MOLD,BUS BAR,HORZ SPLICE | 276.78 | EA | 0
VBC9BV3C | Canada | CAD | MOLD,CABLE TO VERT STL,VE | 276.78 | EA | 0
XLPB13STY7RH | Canada | CAD | MOLD,CABLE TO RAIL,HORZ T | 929.6 | EA | 0
RHS4TLT024DN | Canada | CAD | CABLE,HEATER,SELF-REGULAT | 65.61 | MR | 0
RBHA9735U | Canada | CAD | BASIN,POURING,#4/#5 HORIZ | 713.05 | EA | 0
47858760AEP2 | Canada | CAD | ROD,GRD,5/8,CU PLATED,15 | 59.66 | EA | 0
SBNT1181GPLUS | Canada | CAD | ONE SHOT,#8 STR THRU #6 | 20.83 | EA | 0
EL57TA2GV | Canada | CAD | COUPLER,LENTON,STANDARD, | 456.34 | EA | 0
SBXSJ3318 | Canada | CAD | BOND,JUMPER,3/16 & 3/4 XS | 14.53 | EA | 0
FJ1T24 | Canada | CAD | JUMPER,FLEXIBLE,2 RLAY | 68.22 | EA | 0
508155 | Canada | CAD | RAW, | 636.92 | EA | 0
B103EG45002BLK | Canada | CAD | LUG,BOND,LA 2 HOLE,ANGLE | 16.99 | EA | 0
PBK150 | Canada | CAD | LUG,KIT,CONNECTION | 7518.41 | EA | 0
RJE572G | Canada | CAD | MOLD,CABLE TO REBAR,VERT | 775.14 | EA | 0
HVC31CU | Canada | CAD | MOLD,STUD TO VERT STL | 276.78 | EA | 0
TACY6Y5 | Canada | CAD | MOLD,CABLE,HORZ TEE | 276.78 | EA | 0
534010LAM11 | Canada | CAD | FLEXIBAR,ADV,2X20X1MM,LAM | 292.47 | EA | 0
RBW73911V | Canada | CAD | INSTALLATION KIT,EQUIP,#1 | 1920.58 | EA | 0
BACEAL | Canada | CAD | MOLD,BUS BAR,HORZ SPLICE | 276.78 | EA | 0
RJC541Y | Canada | CAD | MOLD,CABLE TO REBAR,VERT | 276.78 | EA | 0
XBZ3D2Q | Canada | CAD | MOLD,CABLE,HORZ X LAPPED | 793.75 | EA | 0
PBW32W00348LHB | Canada | CAD | BOND,STUB,IMPD SIDE,250 | 167.09 | EA | 0
LPC5966 | Canada | CAD | CLAMP,PIPE,U-BOLT | 115.73 | EA | 0
PTC3D2G | Canada | CAD | MOLD,CABLE,HORZ THRU | 276.78 | EA | 0
BC260025EGR1 | Canada | CAD | CLAMP,BEAM,1/4 MAL | 4.45 | EA | 0
LPC48058SH | Canada | CAD | FASTENER,CU,BARE POINT, | 91 | EA | 0
S1V41 | Canada | CAD | MOLD,HV CABLE SPLICE,HORZ | 576.94 | EA | 0
S1V45M | Canada | CAD | MOLD,HV CABLE SPLICE,HORZ | 264.78 | EA | 0
CA15PLUSF33 | Canada | CAD | CADWELD PLUS,#15,F33 | 8.23 | EA | 0
CAPCT1L1E | Canada | CAD | MOLD,CABLE, HORZ TAP PARA | 269.61 | EA | 0
PTC2Q1H | Canada | CAD | MOLD,CABLE, HORZ THRU PAR | 276.78 | EA | 0
545690 | Canada | CAD | BUSBAR,HYDRAULIC,CUTTER | 9999.99 | EA | 0
B194CLH | Canada | CAD | CLIP,BOND, 250 RLAY C BON | 137.87 | EA | 0
LPA34058 | Canada | CAD | BASE,AL,CAST,STEEL MOUNT, | 32.34 | EA | 0
RCE522L | Canada | CAD | MOLD,CABLE TO REBAR,VERT | 775.14 | EA | 0
FLXPABB0021 | Canada | CAD | FLEXIBAR,ADV,6X40X1,ABB, | 192.998 | EA | 0
SVR3Q | Canada | CAD | MOLD,CABLE,VERT SPLICE | 376.08 | EA | 0
LL12B1 | Canada | CAD | COUPLER,BOLTED,12MM #4 | 43.03 | EA | 0
GYE163A | Canada | CAD | MOLD,CABLE TO GRD ROD,VER | 775.14 | EA | 0
EGBA14436QQT | Canada | CAD | BAR,GRD BUS,1/4 X 4 X 36 | 631.8 | EA | 0
PTC2L2G | Canada | CAD | MOLD,CABLE,HORZ THRU PARA | 276.78 | EA | 0
PLUSCU2BAA | Canada | CAD | CADWELD PLUS CONTROL UNIT | 190.83 | EA | 0
CNC16EAL | Canada | CAD | MOLD,BUS TO GRD ROD,VERT | 276.78 | EA | 0
TGBF12L06PT | Canada | CAD | BUSBAR,GRD,1/4X2X12X,TGB | 208 | EA | 0
A130R2 | Canada | CAD | TUBING,HEAT SHRINK,1 3/4 | 32.29 | EA | 0
RBW7399H | Canada | CAD | INSTALLATION KIT,EQUIP,#9 | 2033.71 | EA | 0
534045APG06 | Canada | CAD | FLEXIBAR,ADV,5X63X1MM,APG | 563.41 | EA | 0
LPC238BST | Canada | CAD | POINT,CU,5/8X48IN,1/2THR | 88.44 | EA | 0
EGBA38416GG | Canada | CAD | BAR,GRD BUS,3/8 X 4 X 16 | 273 | EA | 0
SBPAJB34 | Canada | CAD | BOND,PLUG,S5 34 LONG | 16.12 | EA | 0
GRC181V | Canada | CAD | MOLD,CABLE TO GRD ROD,VER | 276.78 | EA | 0
PQM100120/240 | Canada | CAD | PROTECTOR, SURGE 100KA 12 | 3290.52 | EA | 0
MBB31 | Canada | CAD | BLANK,MOLD,150200 Q PRICE | 256.66 | EA | 0
SBA140 | Canada | CAD | CONNECTOR,TRACK,3/16, | 187.86 | EA | 0
EGBA12612LL | Canada | CAD | BUSBAR,GRD,CU,1/2X6X12 LL | 358.8 | EA | 0
XBQY6CY6C | Canada | CAD | MOLD,CABLE,HORZ X LAPPED, | 528.45 | EA | 0
TWR105A3 | Canada | CAD | MOLD,BUS BAR,HORZ BUTTON | 376.08 | EA | 0
DSCL2 | Canada | CAD | COUNTER,SURGE,DINRAIL | 817 | EA | 0
PB20TA2W3S | Canada | CAD | MOLD,CABLE,HORZ TEE CONC | 199.84 | EA | 0
534034ARZ23 | Canada | CAD | FLEXIBAR,ADV,6X40X1MM,ARZ | 547.11 | EA | 0
XBQ2V9E | Canada | CAD | MOLD,CABLE,HORZ X LAPPED | 528.45 | EA | 0
CATAN2G2G | Canada | CAD | MOLD,CABLE,HORZ TEE | 339.33 | EA | 0
553430 | Canada | CAD | CONNECTOR,BUS BAR,CABLE T | 4.04 | EA | 0
VSC1KV8C | Canada | CAD | MOLD,CABLE TO VERT STL, | 276.78 | EA | 0
534014NRE01 | Canada | CAD | FLEXIBAR,ADV,6X20X1MM,NRE | 64.66 | EA | 0
EGBA14448NN | Canada | CAD | BAR,GRD BUS,1/4 X 4 X 48, | 721.5 | EA | 0
TAC2Q2GL | Canada | CAD | MOLD,CABLE,HORIZ TEE | 355.41 | EA | 0
LPC1271640 | Canada | CAD | CABLE, CU, ROPELAY, .32 | 12.69 | FT | 0
557260IR10 | Canada | CAD | BRAID,CU,TINNED,25MM2,M10 | 101.26 | EA | 0
LAC2QJK | Canada | CAD | MOLD,CABLE TO BUS/LUG,HOR | 276.78 | EA | 0
ERICORE070T | Canada | CAD | DOWNCONDUCTOR,LIGHTNING, | 13181.08 | EA | 0
FLXPHDQ0006 | Canada | CAD | FLEXIBAR,ADV,10X100X1,HDQ | 788.74 | EA | 0
LPA227ST | Canada | CAD | POINT,AL,BLUNT,1/2 X 36IN | 24.91 | EA | 0
635803HA01UL | Canada | CAD | ROD,GRD,5/8X10,CU CLAD,13 | 61.57 | EA | 0
LPA2832F2M | Canada | CAD | ADAPTER,AL,SWIVEL,1/2IN | 37.7 | EA | 0
TAC7S7S | Canada | CAD | MOLD,CABLE,HORZ TEE | 276.78 | EA | 0
ECRHE202C20U | Canada | CAD | ELECTRODE ASSY,GRD,20 LG, | 4205.81 | EA | 0
VVC1VV6 | Canada | CAD | MOLD,CABLE TO VERT STL,VE | 276.78 | EA | 0
EGBB14410FF | Canada | CAD | BAR,GRD BUS,1/4 X 4 X 10 | 161.2 | EA | 0
PCC2Q3Q | Canada | CAD | MOLD,CABLE, HORZ TAP PARA | 276.78 | EA | 0
A927K088 | Canada | CAD | SCREW,SOCKET HEAD,SHOULDE | 4.65 | EA | 0
XLB961A2 | Canada | CAD | FILTER,EXOLON,2 1/2 IN DI | 6.23 | EA | 0
LPA535 | Canada | CAD | PLATE,AL,STAMPED,CURVED | 15.55 | EA | 0
XLHAC2Q025 | Canada | CAD | MOLD,CABLE TO HORZ STL,HO | 328.55 | EA | 0
534011IR12 | Canada | CAD | FLEXIBAR,ADV,3X20X1MM,IR, | 156.88 | EA | 0
EL57TP13L | Canada | CAD | COUPLER,LENTON,P13L.57MM, | 383.38 | EA | 0
PCC2V2V | Canada | CAD | MOLD,CABLE, HORZ TAP PARA | 276.78 | EA | 0
ZZQUOTE_ERT | Canada | CAD | MISC ITEM FEP PROD LINE | 99999.99 | EA | 0
VBC2CV8C | Canada | CAD | MOLD,CABLE TO VERT STL,VE | 276.78 | EA | 0
VSC2QV2.50W | Canada | CAD | MOLD,CABLE TO VERT STL,45 | 302.99 | EA | 0
EGBA14206SST | Canada | CAD | BUSBAR,GRD,CU,1/4X2X6,SS | 56.31 | EA | 0
515912 | Canada | CAD | STOCK,COIL,5/8X.012,STL, | 9999.99 | EA | 0
BXBTL001 | Canada | CAD | BOTTLE,PLASTIC,2 OZ W/SPR | 0.18 | EA | 0
585298ADV | Canada | CAD | KIT,FLEXIBAR,ADV,4X24X1MM | 174.82 | EA | 0
LKFJG3Q | Canada | CAD | MOLD,CABLE TO BUS/LUG,VER | 659.46 | EA | 0
559147 | Canada | CAD | SPARE BLADE SET MFSHT-2 | 231.08 | EA | 0
SBPAC3A12 | Canada | CAD | CONNECTOR,PLUG TRACK,3/16 | 11.06 | EA | 0
VBC1L | Canada | CAD | MOLD,CABLE TO VERT STL,VE | 276.78 | EA | 0
534509 | Canada | CAD | IBS ADV 50-430-10 | 27.35 | EA | 0
PTC1T1T | Canada | CAD | MOLD,CABLE, HORZ THRU PAR | 276.78 | EA | 0
PTC9C9C | Canada | CAD | MOLD,CABLE, HORZ THRU PAR | 276.78 | EA | 0
S429F1N12 | Canada | CAD | SLEEVE,CU,FLARED,4 RLAY | 2.33 | EA | 0
534018ABB08 | Canada | CAD | FLEXIBAR,ADV,4X24X1MM,ABB | 45.16 | EA | 0
EGBA14418DD | Canada | CAD | BAR,GRD BUS,1/4 X 4 X 18, | 280.8 | EA | 0
200F80 | Canada | CAD | WELD METAL,CADWELD,F80 | 52.91 | EA | 0
B1332L | Canada | CAD | SLEEVE,CU,.391 ID X .453 | 3.32 | EA | 0
EL794CCFBOX | Canada | CAD | PLATE,FORM SAVER,#6,CLIPP | 0.43 | EA | 0
HDGTC163D | Canada | CAD | MOLD,CABLE TO GRD ROD,VER | 276.78 | EA | 0
PQDM1100Y277 | Canada | CAD | PQDM-2-3Y-277/480V, | 1573.88 | EA | 0
PQCFP | Canada | CAD | POWERLOGICS SES160BFP | 108.46 | EA | 0
XLLACL9D13 | Canada | CAD | MOLD,CABLE TO BUS/LUG,HOR | 276.78 | EA | 0
HDGNR169C | Canada | CAD | MOLD,CABLE TO GRD ROD,VER | 376.08 | EA | 0
GRB0220 | Canada | CAD | BUSBAR,ASSY,1/4X2X20IN,CU | 107.12 | EA | 0
EGBA14430NN | Canada | CAD | BAR,GRD BUS,1/4 X 4 X 30 | 452.4 | EA | 0
XLPPF373S | Canada | CAD | MOLD,CABLE, HORZ ELL | 783.12 | EA | 0
HDGTC189F | Canada | CAD | MOLD,CABLE TO GRD ROD,VER | 276.78 | EA | 0
VVR2QV8C | Canada | CAD | MOLD,CABLE TO VERT STL, | 376.08 | EA | 0
LPS228 | Canada | CAD | POINT,SS,1/2IN X 48IN | 60.33 | EA | 0
FLXPLAM0108 | Canada | CAD | FLEXIBAR,ADV,0.5X15.5X0.8 | 374.95 | EA | 0
VFRY6 | Canada | CAD | MOLD,CABLE TO VERT STL,VE | 376.08 | EA | 0
A811A26F500 | Canada | CAD | STOCK,BAR,CU,26GA X 2 IN | 1798.49 | EA | 0
XACY4Y3 | Canada | CAD | MOLD,CABLE,HORZ X SAME PL | 276.78 | EA | 0
GTT14A1A | Canada | CAD | MOLD,CABLE TO GRD ROD,VER | 269.61 | EA | 0
B2700HC72T | Canada | CAD | STRIP,BUS,ASSY,72 LG,TINN | 225.46 | EA | 0
LPC209BST66 | Canada | CAD | POINT,CU,BLUNT BARE,3/8IN | 93.87 | EA | 0
LPC2923F2M | Canada | CAD | ADAPTER,CU,COUPL.,3/8IN | 25.87 | EA | 0
LJCCAJW3 | Canada | CAD | MOLD,CABLE TO BUS/LUG,HOR | 276.78 | EA | 0
550660 | Canada | CAD | BUSBAR PCB 80 X 5 4MTR | 1222.64 | EA | 0
555504 | Canada | CAD | BRAID,CU,TINNED,CUSTOM, | 117.13 | EA | 0
CAF11V14 | Canada | CAD | BOND,CATH,2 CONC CLASS B, | 163.84 | EA | 0
LPC43740SH | Canada | CAD | BASE,CU,BARE,TOP MOUNT, | 140.95 | EA | 0
HDSSC2Q | Canada | CAD | MOLD,CABLE HORZ SPLICE | 276.78 | EA | 0
B530D2Q180 | Canada | CAD | JUMPER,ASSY,4/0 CONC 180 | 539.25 | EA | 0
DS34 | Canada | CAD | STUD,DRIVE,3/4, THD SECT | 11.7 | EA | 25
SSC8K | Canada | CAD | MOLD,CABLE,HORZ SPLICE | 276.78 | EA | 0
TAC3Q2QW | Canada | CAD | MOLD,CABLE,HORZ TEE | 355.41 | EA | 0
TAC9J2Q | Canada | CAD | MOLD,CABLE,HORZ TEE | 276.78 | EA | 0
VFC1E | Canada | CAD | MOLD,CABLE TO VERT STL,VE | 276.78 | EA | 0
VFC2GV3C | Canada | CAD | MOLD,CABLE TO VERT STL, | 276.78 | EA | 0
SES160B480D | Canada | CAD | SES, 160KA, BASIC, 480V | 535.07 | EA | 0
554070 | Canada | CAD | SLEEVE,GLASS,FIBER COATED | 17.21 | MR | 0
HSC2Q5 | Canada | CAD | MOLD,CABLE TO HORZ STL,HO | 276.78 | EA | 0
PTDP9Y7 | Canada | CAD | MOLD,CABLE, HORZ THRU PAR | 586.79 | EA | 0
GFCP1201V | Canada | CAD | MOLD,CABLE TO GRD ROD,HOR | 276.78 | EA | 0
LPC247L | Canada | CAD | POINT,CU,5/8IN X 36IN | 111.14 | EA | 0
ERICORE013T | Canada | CAD | DOWNCONDUCTOR,LIGHTNING, | 4192.24 | EA | 0
GYR142Q | Canada | CAD | MOLD,CABLE TO GRD ROD,VER | 376.08 | EA | 0
ERICORE092T | Canada | CAD | DOWNCONDUCTOR,LIGHTNING, | 16823.82 | EA | 0
PCC1K1K | Canada | CAD | MOLD,CABLE, HORZ TAP PARA | 276.78 | EA | 0
SBB855C1G96 | Canada | CAD | STUD,TRANSITION,GRDG AL/C | 176.48 | EA | 0
RIV14SS | Canada | CAD | RIVET 1/4 X 1/4,STAINLESS | 0.56 | EA | 0
RDH542G | Canada | CAD | MOLD,CABLE TO REBAR,HORZ | 484.97 | EA | 0
TAC2G9F | Canada | CAD | MOLD,CABLE,HORZ TEE | 276.78 | EA | 0
B577C1N28.25 | Canada | CAD | JUMPER,SUBASSY,W/TERMINAL | 6.57 | EA | 0
TAC1T9F | Canada | CAD | MOLD,CABLE,HORZ TEE | 276.78 | EA | 0
HAA1TM | Canada | CAD | MOLD,CABLE TO HORZ STL,HO | 119.87 | EA | 0
534053PDI11 | Canada | CAD | FLEXIBAR,ADV,10X80X1,PDI | 1067.24 | EA | 0
SBT382BWH | Canada | CAD | PUNCH,BOND REMOVAL,W/HAND | 135.94 | EA | 0
545805 | Canada | CAD | PUNCH,TOOL,9M | 252.36 | EA | 0
SBTBJ3436B | Canada | CAD | BOND,JUMPER,3/16 & 1 TAB | 14.29 | EA | 0
HDTAC2Q9G | Canada | CAD | MOLD,CABLE,HORZ TEE | 276.78 | EA | 0
TSF24MDSD | Canada | CAD | MODULE, SURGE, TSF, 24V | 163.36 | EA | 0
NCR16Y3 | Canada | CAD | MOLD,CABLE TO GRD ROD,HOR | 376.08 | EA | 0
MBB44 | Canada | CAD | MOLD, BLANK, STYLE B | 629.3 | EA | 0
EGBA12412AA | Canada | CAD | BAR,GRD BUS,1/2 X 4 X 12 | 304.2 | EA | 0
EGBA38424CC | Canada | CAD | BAR,GRD BUS,3/8 X 4 X 24 | 397.8 | EA | 0
MBG03 | Canada | CAD | MOLD,BLANK,150200 C PRICE | 188.11 | EA | 0
CAFCA1L6 | Canada | CAD | MOLD,CABLE,TO HORZ C.I.PI | 168.64 | EA | 0
SBPAC3Y | Canada | CAD | CONNECTOR,PLUG TRACK,#10 | 8.65 | EA | 0
553560 | Canada | CAD | CLAMP,FLEXIBAR SPACER | 4 | EA | 0
EL25C3J | Canada | CAD | COUPLER,LENTON HALF,#8,J | 51.54 | EA | 0
534033PMR06 | Canada | CAD | FLEXIBAR,ADV,5X40X1, PMR | 156.88 | EA | 0
LPLC436LG | Canada | CAD | BASE,CU,CIRCUIT,LEAD CVRD | 501.11 | EA | 0
HDVVF9C | Canada | CAD | MOLD,CABLE TO VERT STL,VE | 659.46 | EA | 0
SSC9E | Canada | CAD | MOLD,CABLE,HORZ SPLICE | 276.78 | EA | 0
S2129 | Canada | CAD | WHEEL,GRINDING,1X6 | 119.52 | EA | 0
VGC1T | Canada | CAD | MOLD,CABLE TO VERT STL,HO | 276.78 | EA | 0
563616 | Canada | CAD | BRAID,SHUNT,INSULATED, | 12.92 | EA | 0
PB10LA3BEE | Canada | CAD | MOLD,CABLE TO BUS/LUG,HOR | 199.84 | EA | 0
123370 | Canada | CAD | EXTENSION,FILTER,SMOKE, | 3158.91 | EA | 0
SBA1812 | Canada | CAD | EXTENSION,FLEX,SHAFT ADAP | 166.36 | EA | 0
RDC531L | Canada | CAD | MOLD,CABLE TO REBAR,HORZ | 276.78 | EA | 0
505686 | Canada | CAD | BUSBAR,SPECIAL,3/8X8,110X | 586.98 | EA | 0
S3671P | Canada | CAD | INSERT,CERAMIC,HIGH VOLTA | 2.42 | EA | 0
GTC161V | Canada | CAD | MOLD,CABLE TO GRD ROD,VER | 276.78 | EA | 0
716546 | Canada | CAD | LUG,CABLE,TUBULAR CRIMP | 22.41 | EA | 0
LPC242ST | Canada | CAD | POINT,CU,BLUNT,5/8IN X | 97.18 | EA | 0
SBTB12 | Canada | CAD | BLOCK,TERMINAL,12 POST, | 108.3 | EA | 0
GTC222C | Canada | CAD | MOLD,CABLE TO GRD ROD,VER | 276.78 | EA | 0
ELMP232 | Canada | CAD | SET,CHASER,1.25MM,PACKAGE | 352.33 | EA | 0
615812 | Canada | CAD | ROD,GRD,5/8X12,CU BONDED | 94.59 | EA | 0
EGBC14316LL | Canada | CAD | BAR,GRD BUS,1/4 X 3 X 16 | 187.2 | EA | 0
CSS1314050 | Canada | CAD | SUPPORT ASSY, CONDUCTOR | 5.72 | EA | 0
B295X51Z67 | Canada | CAD | LABEL,ADHESIVE,TYPE 2 | 111.84 | EA | 0
HAC1L020 | Canada | CAD | MOLD,CABLE TO HORZ STL,HO | 276.78 | EA | 0
GTCP190Y9 | Canada | CAD | MOLD,CABLE TO GRD ROD,VER | 276.78 | EA | 0
EGBA38460BB | Canada | CAD | BAR,GRD BUS,3/8 X 4 X 60 | 971.1 | EA | 0
PB63TA6H3Q | Canada | CAD | MOLD,CABLE,HORZ TEE | 476.13 | EA | 0
FLXPLAM0097 | Canada | CAD | FLEXIBAR,ADV,2X15.5X0.8MM | 350.25 | EA | 0
FLXPVE0002 | Canada | CAD | FLEXIBAR,ADV,12X100X1,VE, | 411.37 | EA | 0
PVT1750SM | Canada | CAD | PV T1 MODULE, 750VDC, | 86.22 | EA | 0
LJCFALY6 | Canada | CAD | MOLD,CABLE TO BUS/LUG,HOR | 276.78 | EA | 0
SB20108CWPW2 | Canada | CAD | BOND KIT, JOINT HEAD,3/16 | 17.21 | EA | 0
GNT181G001M | Canada | CAD | MOLD,CABLE TO GRD ROD,VER | 269.61 | EA | 0
RHC541L | Canada | CAD | MOLD,CABLE TO REBAR,HORZ | 276.78 | EA | 0
ERICORE024T | Canada | CAD | DOWNCONDUCTOR,LIGHTNING, | 6232.19 | EA | 0
XLBQDPAMPAM | Canada | CAD | MOLD,BUS BAR,VERT TEE TAP | 1343.95 | EA | 0
554378 | Canada | CAD | BRAID,EARTH,SS,70MM2,CPI | 62.48 | EA | 0
TAC4L3D | Canada | CAD | MOLD,CABLE,HORZ TEE | 276.78 | EA | 0
534010HDQ15 | Canada | CAD | FLEXIBAR,ADV,2X20X1MM,HDQ | 56.38 | EA | 0
SBB364Q1 | Canada | CAD | COVER,GUARD DRIVE BELT | 46.88 | EA | 0
EL25S5 | Canada | CAD | COUPLER,LENTON,STRAIGHT | 57.9 | EA | 0
GQR182V | Canada | CAD | MOLD,CABLE TO GRD ROD,VER | 376.08 | EA | 0
EGBA14210BB | Canada | CAD | BAR,GRD BUS,1/4 X 2 X 10 | 114.4 | EA | 0
SBB200CLH | Canada | CAD | MOLD,WEB SIGNAL BOND,3/16 | 112.15 | EA | 0
HSC9T | Canada | CAD | MOLD,CABLE TO HORZ STL,HO | 276.78 | EA | 0
B125A02WH | Canada | CAD | FRAME,MOLD HANDLE,3,W/HAR | 41.35 | EA | 0
RDC511H | Canada | CAD | MOLD,CABLE TO REBAR,HORZ | 276.78 | EA | 0
B103JH002BLK | Canada | CAD | LUG,BUS,1/2 x 2 x 3 3/8 L | 72.27 | EA | 0
115F80 | Canada | CAD | WELD METAL,CADWELD,F80 | 37.26 | EA | 0
A928Q003 | Canada | CAD | NUT,THRD INSERT,NEO WELL- | 5.68 | EA | 0
GTD18V1 | Canada | CAD | MOLD,CABLE TO GRD ROD,VER | 586.79 | EA | 0
LAC2QEEW | Canada | CAD | MOLD,CABLE TO BUS/LUG,HOR | 302.99 | EA | 0
RBW65514HA | Canada | CAD | SLEEVE,CADWELD,LOW SLIP # | 172.7 | EA | 0
B277A3 | Canada | CAD | FRAME,ASSY,FOR SPLIT T MO | 65.01 | EA | 0
PTD3Q3H | Canada | CAD | MOLD,CABLE, HORZ THRU PAR | 586.79 | EA | 0
PTC2Q2L | Canada | CAD | MOLD,CABLE,HORZ THRU PARA | 276.78 | EA | 0
HDVSC3Q | Canada | CAD | MOLD,CABLE TO VERT STL,45 | 276.78 | EA | 0
534039ABB02 | Canada | CAD | FLEXIBAR,ADV,5X50X1,ABB | 118.53 | EA | 0
ML310 | Canada | CAD | PUMP,HYDRAULIC,ENERPAC,HE | 13803.3 | EA | 0
PB80QVJHVM | Canada | CAD | MOLD,LUG TO FLANGE,INVERT | 906.82 | EA | 0
LPC223 | Canada | CAD | POINT,CU,1/2IN X 15IN | 69.58 | EA | 0
683400S | Canada | CAD | ROD,GROUND,304SS,3/4 IN X | 409.45 | EA | 0
554406B | Canada | CAD | BRAID,SS,LUG,70MM2,BULK | 104.47 | EA | 0
PTC2QS7 | Canada | CAD | MOLD,CABLE,HORZ THRU PARA | 276.78 | EA | 0
SSC4Y2Q | Canada | CAD | MOLD,CABLE,HORZ SPLICE | 276.78 | EA | 0
EL12D14SS | Canada | CAD | ANCHOR,LENTON TERMINATOR, | 102.11 | EA | 0
ML563 | Canada | CAD | TOOL CASE,QUICK-WEDGE,ASS | 546.83 | EA | 0
555537 | Canada | CAD | BRAID,CU,TINNED,CUSTOM, | 19.55 | EA | 0
SBRT10450110 | Canada | CAD | BUSHING,STRIP,#6SOLID,8/6 | 57.32 | EA | 0
XLRTC522Q | Canada | CAD | MOLD,CABLE TO REBAR,HORZ | 328.55 | EA | 0
RBT1418101A | Canada | CAD | SLEEVE,CADWELD,#14/#18 T- | 205.21 | EA | 0
CAHBA1Y16 | Canada | CAD | MOLD,CABLE,TO HORZ CAST I | 168.64 | EA | 0
EL28CFFP | Canada | CAD | PROTECTOR,LENTON,PLASTIC | 1.44 | EA | 0
EGBC18172EE | Canada | CAD | BUSBAR,GRD,CU,1/8X1X72,EE | 149.08 | EA | 0
SES320F240D | Canada | CAD | SES, 320KA, FILTER, 240V | 1741.66 | EA | 0
B101GG | Canada | CAD | LUG,CU,3/8 X 1 1/2 W/1-11 | 49.22 | EA | 0
GPECNDK024T | Canada | CAD | ELECTRODE,GRD PLATE,1/8 X | 606.45 | EA | 0
ELFB16X003 | Canada | CAD | LENTON FORM SAVER BOLT, | 9.9 | EA | 0
EGBA14412BD | Canada | CAD | BAR,GRD BUS,1/4 X 4 X 12 | 195 | EA | 0
ERICORE104T | Canada | CAD | DOWNCONDUCTOR,LIGHTNING, | 18810.77 | EA | 0
XBZ2QS7 | Canada | CAD | MOLD,CABLE,HORZ X LAPPED | 793.75 | EA | 0
CASST001 | Canada | CAD | MOLD,CABLE,HORZ SPLICE | 269.61 | EA | 0
SSCY42Q | Canada | CAD | MOLD,CABLE,HORZ SPLICE | 276.78 | EA | 0
PB80PG5T3Q | Canada | CAD | MOLD,CABLE,HORZ THRU PARA | 906.82 | EA | 0
VSCS7V2W | Canada | CAD | MOLD,CABLE TO VERT STL,45 | 302.99 | EA | 0
SBPAJA30 | Canada | CAD | BOND,PLUG,S1 30 LONG | 17.47 | EA | 0
PBC120J | Canada | CAD | CLAMP ASSY,RAIL | 154.47 | EA | 0
SSC1H | Canada | CAD | MOLD,CABLE,HORZ SPLICE | 276.78 | EA | 0
HDC58RTPC | Canada | CAD | CLAMP,GRD ROD,STL BRZ,HEA | 8.8 | EA | 0
534048RW31 | Canada | CAD | FLEXIBAR,ADV,10X63X1MM,RW | 556.19 | EA | 0
LPA30512 | Canada | CAD | BASE,AL,HORZ/VERT MOUNT,1 | 31.06 | EA | 0
LPC588 | Canada | CAD | CLAMP,CU,ADJUSTABLE,PIPE, | 205.52 | EA | 0
EL25D6N | Canada | CAD | ANCHOR,LENTON,EMBEDMENT, | 15.01 | EA | 0
GPECEAK0241H024 | Canada | CAD | ELECTRODE,GRD PLATE,1/32X | 248.26 | EA | 0
RBT6101HB | Canada | CAD | MATERIAL,FILLER,#6 T-SERI | 42.01 | EA | 0
TDX100C347/600 | Canada | CAD | PROTECTOR,SURGE,TDX100C,3 | 1089.11 | EA | 0
PBCT8Y3AX | Canada | CAD | FRAME,WELDER,T8, | 631.07 | EA | 0
RBWS1547M | Canada | CAD | BASIN,POURING,#18 STD. HO | 333.18 | EA | 0
GTC182C | Canada | CAD | MOLD,CABLE TO GRD ROD,VER | 276.78 | EA | 0
B104JK90LT | Canada | CAD | LUG,CU,1/2 X 3 W/4-9/16 H | 995.45 | EA | 0
S1V72 | Canada | CAD | MOLD,HV CABLE SPLICE,HORZ | 2200.6 | EA | 0
RRA531L | Canada | CAD | MOLD,CABLE TO REBAR,HORZ | 168.64 | EA | 0
LPC278L38 | Canada | CAD | BALL,CU,SAFETY,3/8IN,TINN | 59.55 | EA | 0
556920 | Canada | CAD | BRAID,ROUND,CU,300MM LG | 6.34 | EA | 0
EGRD58 | Canada | CAD | DRIVER,ROD,GRD,5/8 | 686.76 | EA | 0
200PLUSF20 | Canada | CAD | CADWELD PLUS,#200,F20 | 44.73 | EA | 0
VBC2LW | Canada | CAD | MOLD,CABLE TO VERT STL,VE | 302.99 | EA | 0
LPA247ST | Canada | CAD | POINT,AL,BLUNT,5/8 X 36IN | 32.83 | EA | 0
CAHAA1B | Canada | CAD | MOLD,CABLE TO HORZ STL,HO | 168.64 | EA | 0
VBR3QV6 | Canada | CAD | MOLD,CABLE TO VERT STL, | 376.08 | EA | 0
XACT4 | Canada | CAD | MOLD,CABLE,HORZ X SAME PL | 276.78 | EA | 0
EL22SAQ | Canada | CAD | COUPLER,LENTON,SA,#7, | 37.06 | EA | 0
715109 | Canada | CAD | LUG,CABLE,PKS35/12-H | 5.94 | EA | 0
XBZ9H9H | Canada | CAD | MOLD,CABLE,HORZ X LAPPED | 793.75 | EA | 0
RBC1176B | Canada | CAD | MATERIAL,FILLER,#11 C-SER | 44.59 | EA | 0
FLXPABB0001 | Canada | CAD | FLEXIBAR,ADV,5X100X1,ABB, | 194.445 | EA | 0
541775 | Canada | CAD | FLEXIBAR END COVER 24 | 1.76 | EA | 0
EL2016A2 | Canada | CAD | COUPLER,LENTON STANDARD, | 40.74 | EA | 0
VBC2CV6 | Canada | CAD | MOLD,CABLE TO VERT STL,VE | 276.78 | EA | 0
EL43TCIPPBG50 | Canada | CAD | PROTECTOR,THREAD,A12 THD, | 1.34 | EA | 0
LPC120L500 | Canada | CAD | CABLE,CU,SMOOTH WEAVE,29 | 7.27 | FT | 0
ELFG16CA | Canada | CAD | LENTON,BAR END GAGE,FIELD | 193.16 | EA | 0
A928K022 | Canada | CAD | NUT,HEX,5/8-11 BRONZE | 7.33 | EA | 0
LPC475 | Canada | CAD | BAR,CU,SOLID,GROUND,1/4IN | 741.79 | EA | 0
PTC1V1E | Canada | CAD | MOLD,CABLE, HORZ THRU | 276.78 | EA | 0
TAC2Q1Y | Canada | CAD | MOLD,CABLE,HORZ TEE | 276.78 | EA | 0
CDMV0138 | Canada | CAD | MOLD,GRAPHITE,MULTI,VERT | 183.96 | EA | 0
EL16CFFP | Canada | CAD | PROTECTOR,LENTON,PLASTIC | 1.03 | EA | 0
534042RW03 | Canada | CAD | FLEXIBAR,ADV,10X50X1MM,RW | 445.64 | EA | 0
534040 | Canada | CAD | FLEX ADV2MTC 6X50X1 | 606.54 | EA | 0
CC5A30 | Canada | CAD | CABLE,COMPOSITE,157 STR, | 3842.16 | EA | 0
EGBA14414EE | Canada | CAD | BAR,GRD BUS,1/4 X 4 14LG, | 223.6 | EA | 0
TAC3Q9G | Canada | CAD | MOLD,CABLE,HORZ TEE | 276.78 | EA | 0
VSC9E | Canada | CAD | MOLD,CABLE TO VERT STL,45 | 276.78 | EA | 0
EGBA38430NN | Canada | CAD | BAR,GRD BUS,3/8 X 4 X 30 | 491.4 | EA | 0
GBJGR162CR1 | Canada | CAD | MOLD,GRD ROD,TO ROD/RECEP | 1147.17 | EA | 0
GT1141GPLUS | Canada | CAD | ONE-SHOT,CABLE TO GRD ROD | 29.19 | EA | 0
534507 | Canada | CAD | IBS ADV 50-230-10 | 16.95 | EA | 0
EGBA38612GG | Canada | CAD | BAR,GRD BUS,3/8 X 6 X 12 | 358.8 | EA | 0
VNC2GLH | Canada | CAD | MOLD,CABLE TO VERT STL,HO | 276.78 | EA | 0
RJC53Y6 | Canada | CAD | MOLD,CABLE TO REBAR,VERT | 276.78 | EA | 0
INTCPTADF2BSPSI | Canada | CAD | SII INTERCEPTOR,ADAPTER,2 | 159.97 | EA | 0
VBCSE | Canada | CAD | MOLD,CABLE TO VERT STL,VE | 276.78 | EA | 0
PB20PP2GPS | Canada | CAD | MOLD,CABLE,HORZ ELL | 199.84 | EA | 0
A929A089 | Canada | CAD | WASHER,FLAT,5/16,STL,CAD/ | 0.01 | EA | 0
534053RW11 | Canada | CAD | FLEXIBAR,ADV,10X80X1,RW | 948.29 | EA | 0
TAC2V8C | Canada | CAD | MOLD,CABLE,HORZ TEE | 276.78 | EA | 0
534512 | Canada | CAD | IBS ADV 50-830-10 | 48.13 | EA | 0
SBB2721F | Canada | CAD | SHUNT,BASE,0.06 OHM | 370.11 | EA | 0
MBC02CCL | Canada | CAD | MOLD,BLANK,2 1/2 X 3 X 7 | 276.78 | EA | 0
SX40SSY5001 | Canada | CAD | MOLD,CABLE,HORZ SPLICE | 1255.97 | EA | 0
CAVNP1ELH12 | Canada | CAD | MOLD,CABLE TO VERT STL,HO | 304.14 | EA | 0
PB13ST2QA150RH | Canada | CAD | MOLD,CABLE TO RAIL,HORZ T | 271.52 | EA | 0
VSC4L | Canada | CAD | MOLD,CABLE TO VERT STL,45 | 276.78 | EA | 0
LPS901PB | Canada | CAD | BRACKET,SS,POINT,1/8X3X9- | 64.14 | EA | 0
XLSCK4P5AS | Canada | CAD | MOLD,CABLE,HORZ SPLICE SI | 1148.15 | EA | 0
B117LBLK | Canada | CAD | DISK,STL,1 1/2IN,CRP ONLY | 0.09 | EA | 0
ECRE10BOTCWB | Canada | CAD | CHEM ROD ASSY,BOTTOM,10FT | 937.38 | EA | 0
RTH582G | Canada | CAD | MOLD,CABLE TO REBAR,HORZ | 484.97 | EA | 0
ECRV082Q4U | Canada | CAD | GROUND ROD,ASSY,KIT,8 FT | 1899.77 | EA | 0
NCR161T1G | Canada | CAD | MOLD,CABLE TO GRD ROD, | 376.08 | EA | 0
CTGN25325 | Canada | CAD | COPPER TAPE GREEN 25X3 | 24.58 | EA | 0
B101CE | Canada | CAD | LUG,CU,1/8 X 1 W/1-7/16 H | 9.45 | EA | 0
LPC610BI38 | Canada | CAD | BASE,CU,CAST,CONCEALED | 44.86 | EA | 0
LACT3EAJ | Canada | CAD | MOLD,CABLE TO BUS/LUG,HOR | 276.78 | EA | 0
534010HDQ01 | Canada | CAD | FLEXIBAR,ADV,2X20X1MM,HDQ | 50.12 | EA | 0
EHL58C1K | Canada | CAD | CONNECTOR,COMPRESSION,CU, | 30.95 | EA | 0
568677 | Canada | CAD | CONNECTOR 70 FOR EARTHING | 5.38 | EA | 0
PBB49768 | Canada | CAD | BOND,COMPOSITE 3RD RAIL F | 900.68 | EA | 0
TACT1Y2 | Canada | CAD | MOLD,CABLE,HORZ TEE | 276.78 | EA | 0
EL20P8ES | Canada | CAD | COUPLER,LENTON,POSITION, | 147.18 | EA | 0
LPA62412 | Canada | CAD | ADAPTER,AL,THRU-ROOF, | 77.66 | EA | 0
GTC189B | Canada | CAD | MOLD,CABLE TO GRD ROD,VER | 276.78 | EA | 0
FLXPRES0002 | Canada | CAD | FLEXIBAR,ADV,4X15.5X0.8MM | 189.296 | EA | 0
PB10GR332Q | Canada | CAD | MOLD,CABLE TO GRD ROD,VER | 271.52 | EA | 0
XL150F80 | Canada | CAD | WELD METAL,ALLOY,F80, | 103.84 | EA | 0
FLXPRW0013 | Canada | CAD | FLEXIBAR,ADV,5X24X1MM,RW, | 135.82 | EA | 0
555551 | Canada | CAD | BRAID,CU,TINNED,CUSTOM, | 81.13 | EA | 0
RBT1891A | Canada | CAD | SLEEVE,CADWELD,#18 T-SERI | 290.68 | EA | 0
RCE552Q | Canada | CAD | MOLD,CABLE TO REBAR,VERT | 775.14 | EA | 0
INTCPTADM58 | Canada | CAD | ADAPTER, FITTING,ER2XXXXS | 128.35 | EA | 0
SBS5839 | Canada | CAD | MOLD,WELDER BOND,3/16X1 T | 113.97 | EA | 0
XACY1Y1 | Canada | CAD | MOLD,CABLE,HORZ X SAME PL | 276.78 | EA | 0
5578500432 | Canada | CAD | RAIL,DIN,CUT,INTO 432 MM | 2.15 | EA | 0
559144 | Canada | CAD | TOOL,SPARE BLADE SET MFST | 607.17 | EA | 0
GYE339D | Canada | CAD | MOLD,CABLE TO GRD ROD,VER | 775.14 | EA | 0
545135 | Canada | CAD | BAR,EARTH,CU,25X5X200MM, | 35.19 | EA | 0
M2374X | Canada | CAD | FRAME,ASSY,3 PC W/ BACKIN | 345.79 | EA | 0
XBM2V2G | Canada | CAD | MOLD,CABLE,HORZ X LAPPED | 844.84 | EA | 0
505661 | Canada | CAD | BUSBAR,SPECIAL,C11000 CU | 262.64 | EA | 0
RJC532V | Canada | CAD | MOLD,CABLE TO REBAR,VERT | 276.78 | EA | 0
RBT8101HSA | Canada | CAD | SLEEVE,CADWELD,#8 T-SERIE | 112.5 | EA | 0
TACY5Y1 | Canada | CAD | MOLD,CABLE,HORZ TEE | 276.78 | EA | 0
LPC246LST | Canada | CAD | POINT,CU,BLUNT,5/8IN X | 170.64 | EA | 0
LQJEH2L | Canada | CAD | MOLD,CABLE TO BUS/LUG, | 1147.17 | EA | 0
PTC3Q2V | Canada | CAD | MOLD,CABLE,HORZ THRU PARA | 276.78 | EA | 0
TMGBA29L41PT | Canada | CAD | BAR ASSY,GRD BUS,1/4X4X29 | 513.5 | EA | 0
VBC2QV2.50W | Canada | CAD | MOLD,CABLE TO VERT STL,VE | 302.99 | EA | 0
534034GE54 | Canada | CAD | FLEXIBAR,ADV,6X40X1MM,GE, | 329.03 | EA | 0
556930 | Canada | CAD | BRAID,PREFAB,200X11X1.1MM | 4.49 | EA | 0
SSGRS348 | Canada | CAD | ROD,GRD,3/4INX8FT,SS,SECT | 290.88 | EA | 0
RJE562V | Canada | CAD | MOLD,CABLE TO REBAR,VERT | 775.14 | EA | 0
MBB35 | Canada | CAD | MOLD,BLANK,Z PRICE,600750 | 608.47 | EA | 0
EDT235030R | Canada | CAD | ENHANCED TYPE 2, 350V, | 415.53 | EA | 0
RBHSA9050D | Canada | CAD | BASIN,POURING,#9 HORIZ SI | 713.05 | EA | 0
XLTAK4P001S | Canada | CAD | MOLD,CABLE,HORZ TEE | 1362.11 | EA | 0
EL2825A2 | Canada | CAD | COUPLER,LENTON STANDARD,# | 59.81 | EA | 0
B30114 | Canada | CAD | COVER,MOLD,GRAPHITE 2X3X3 | 62.4 | EA | 0
534010ABB03 | Canada | CAD | FLEXIBAR,ADV,2X20X1MM,ABB | 44.2 | EA | 0
FLXPABB0093 | Canada | CAD | FLEXIBAR,ADV,8X63X1MM,ABB | 460.95 | EA | 0
EGBA14415LL | Canada | CAD | BAR,GRD BUS,1/4 X 4 X 15 | 237.9 | EA | 0
MBA24CCL | Canada | CAD | MOLD,BLANK,3 X 4 X 7 1/2 | 998.82 | EA | 0
A929B042 | Canada | CAD | WASHER,LOCK,3/8 SS18-8 | 5.84 | EA | 0
EL36SASA1800 | Canada | CAD | COUPLER,LENTON,SASA,DBL | 171.23 | EA | 0
A238EC2S24LH | Canada | CAD | CLAMP,FENCE,4/0 X 24 IN | 362.14 | EA | 0
CAHCA2G | Canada | CAD | MOLD,CABLE TO HORZ STL,HO | 168.64 | EA | 0
LPC137LCTO | Canada | CAD | CABLE,CU,CONCENTRIC,37STR | 21.85 | EA | 0
GYR18SF | Canada | CAD | MOLD,CABLE TO GRD ROD,VER | 376.08 | EA | 0
VSC8CV8C | Canada | CAD | MOLD,CABLE TO VERT STL,45 | 276.78 | EA | 0
RDH58Y4 | Canada | CAD | MOLD,CABLE TO REBAR,HORZ | 484.97 | EA | 0
GPECCDM0361T10T | Canada | CAD | ELECTRODE,GRD PLATE,1/8 X | 2127.93 | EA | 0
LAC2CEG | Canada | CAD | MOLD,CABLE TO BUS/LUG,HOR | 276.78 | EA | 0
EGBA14412AA1TD | Canada | CAD | BAR ASSY,GRD BUS,1/4X4X12 | 257.4 | EA | 0
EL36P8 | Canada | CAD | COUPLER,LENTON POSITION, | 178.46 | EA | 0
NCF183QW | Canada | CAD | MOLD,CABLE TO GRD ROD,HOR | 711.88 | EA | 0
T416B | Canada | CAD | ENCLOSURE,INSPECTION,W/CO | 80.51 | EA | 0
534036ABBI03 | Canada | CAD | FLEXIBAR,ADV,10X40X1,ABBI | 419.68 | EA | 0
715880SG01 | Canada | CAD | GROUND ROD,BLACK,POINTED, | 20.06 | EA | 0
TDX200M120/208 | Canada | CAD | PROTECTOR,SURGE,TDX200M,3 | 2981.85 | EA | 0
LU25DR14D | Canada | CAD | LENTON ULTIMATE,ANCHOR, | 24.84 | EA | 0
LAC2PDE | Canada | CAD | MOLD,CABLE TO BUS/LUG,HOR | 276.78 | EA | 0
CAHBA1G8M | Canada | CAD | MOLD,CABLE TO HORZ CAST I | 168.64 | EA | 0
CAHEA1L | Canada | CAD | MOLD,CABLE TO HORZ CAST | 168.64 | EA | 0
TAC2P3Q | Canada | CAD | MOLD,CABLE,HORZ TEE | 276.78 | EA | 0
A810A28F | Canada | CAD | CABLE,INSUL,250KCM 627 | 27.66 | EA | 0
CAVJP1VD | Canada | CAD | MOLD,CABLE,TO VERT CAST I | 304.14 | EA | 0
RTP3034 | Canada | CAD | BARRIER,TRANSIENT,PIPE | 277.41 | EA | 0
RPSCW6STPX2 | Canada | CAD | CROSSOVER,6 STEPS X 2 | 15271.67 | EA | 0
XLVVR2QS | Canada | CAD | MOLD,CABLE TO VERT STL, | 446.04 | EA | 0
RRC532G | Canada | CAD | MOLD,CABLE TO REBAR, HORZ | 276.78 | EA | 0
GPECNDM036T | Canada | CAD | ELECTRODE,GRD PLATE,1/8 X | 2103.88 | EA | 0
EGBA14410FF | Canada | CAD | BAR,GRD BUS,1/4 X 4 X 10 | 166.4 | EA | 0
635880GAL01 | Canada | CAD | ROD,GRD,5/8X8,SEC,CU BOND | 43.85 | EA | 0
VSC1KV3C | Canada | CAD | MOLD,CABLE TO VERT STL,45 | 276.78 | EA | 0
EL32P9EG | Canada | CAD | COUPLER,LENTON POSITION,# | 148.03 | EA | 0
IJS10001 | Canada | CAD | SLOTTER,INSULATED JOINT, | 9999.99 | EA | 0
SBG310B | Canada | CAD | SPINDLE,STRAIGHT GRINDER | 1014.95 | EA | 0
FC076DH | Canada | CAD | CLAMP,FENCE 2 IPS, 2-HOLE | 73.54 | EA | 0
GTC142QW | Canada | CAD | MOLD,CABLE TO GRD ROD,VER | 355.41 | EA | 0
S1V31M | Canada | CAD | MOLD,HV CABLE SPLICE,HORZ | 363.39 | EA | 0
PBB585B | Canada | CAD | CLAMP,SHUNT,115 AREA RAIL | 172.22 | EA | 0
EL40P9N | Canada | CAD | COUPLER,LENTON,P9,#40MM | 114.8 | EA | 0
HVC2Q001 | Canada | CAD | MOLD,STUD TO VERT STL | 276.78 | EA | 0
LPA32158 | Canada | CAD | BASE,AL,STRAIGHT,5/8IN | 33.31 | EA | 0
CATAN1V1L | Canada | CAD | MOLD,CABLE,HORZ TEE | 339.33 | EA | 0
LACY9PAL | Canada | CAD | MOLD,CABLE TO BUS/LUG,HOR | 276.78 | EA | 0
PHJ8K8K | Canada | CAD | MOLD,CABLE, VERT THRU | 1147.17 | EA | 0
VSC3AV4 | Canada | CAD | MOLD,CABLE TO VERT STL,45 | 276.78 | EA | 0
TAD3Q9K | Canada | CAD | MOLD,CABLE TO HORZ TEE | 586.79 | EA | 0
B801G005 | Canada | CAD | GRID,ASSY,GRD,26 GA X 2 X | 61.95 | EA | 0
VBCS7V8 | Canada | CAD | MOLD,CABLE TO VERT STL,VE | 276.78 | EA | 0
HTC9G | Canada | CAD | MOLD,CABLE TO HORZ STL,HO | 276.78 | EA | 0
FLXPLAM0061 | Canada | CAD | FLEXIBAR,ADV,2X15.5X0.8MM | 330.86 | EA | 0
EL16PFFN | Canada | CAD | FORM,FIXER,LENTON PARALLE | 5.33 | EA | 0
615803GAL01 | Canada | CAD | ROD,GRD,5/8X10,CU BONDED | 20.76 | EA | 0
VFR2S | Canada | CAD | MOLD,CABLE TO VERT STL, | 376.08 | EA | 0
LPS456 | Canada | CAD | CLAMP,SS,HANDRAIL,FOR | 155.27 | EA | 0
TAC3A1V | Canada | CAD | MOLD,CABLE,HORZ TEE | 276.78 | EA | 0
VVC1HV3.50 | Canada | CAD | MOLD,CABLE TO VERT STL,VE | 276.78 | EA | 0
615980 | Canada | CAD | ROD,GRD,5/8FX8,CU BONDED | 58.33 | EA | 0
CACHAADC6 | Canada | CAD | MOLD,BUS TO HORZ STL,THRU | 168.64 | EA | 0
534056RW33 | Canada | CAD | FLEXIBAR,ADV,6X100X1,RW | 300.69 | EA | 0
S1V35 | Canada | CAD | MOLD,HV CABLE SPLICE,HORZ | 558 | EA | 0
GTC148C | Canada | CAD | MOLD,CABLE TO GRD ROD,VER | 276.78 | EA | 0
DT255040R | Canada | CAD | TYPE 2,550V,4 0 | 365.79 | EA | 0
PB20PG2G2G | Canada | CAD | MOLD,CABLE,HORZ THRU PARA | 199.84 | EA | 0
TAC3A9J | Canada | CAD | MOLD,CABLE,HORZ TEE | 276.78 | EA | 0
CAFCA1L10 | Canada | CAD | MOLD,CABLE,TO HORZ C.I.PI | 168.64 | EA | 0
TAC2Q9C | Canada | CAD | MOLD,CABLE,HORZ TEE | 276.78 | EA | 0
613412GAL01 | Canada | CAD | ROD,GRD,3/4X12,CU BONDED | 73.53 | EA | 0
HSC3H | Canada | CAD | MOLD,CABLE TO HORZ STL,HO | 276.78 | EA | 0
534041PHM11 | Canada | CAD | FLEXIBAR,ADV,8X50X1MM,PHM | 265.84 | EA | 0
B540A902 | Canada | CAD | BUSBAR,GRD,CU,1/4X6X36 IN | 373.45 | EA | 0
534047TSL02 | Canada | CAD | FLEXIBAR,ADV,8X63X1, TSL | 740.44 | EA | 0
EGBA14416CF | Canada | CAD | BAR,GRD BUS,1/4 X 4 X 16 | 252.2 | EA | 0
EGBA38424CCT | Canada | CAD | BAR,GRD BUS,3/8 X 4 X 24 | 418.39 | EA | 0
EL16P14LSS | Canada | CAD | COUPLER,LENTON,POSITION, | 233.83 | EA | 0
EL3625A2MG | Canada | CAD | COUPLER,LENTON STANDARD,# | 122.85 | EA | 0
CAHBA1G14 | Canada | CAD | MOLD,CABLE TO HORZ CAST I | 168.64 | EA | 0
559690 | Canada | CAD | INS,2-5/8,5/8-11 X 3/4 | 6.88 | EA | 0
MBD07 | Canada | CAD | MOLD,BLANK,400500 V PRICE | 586.79 | EA | 0
EL28D6SA0900 | Canada | CAD | COUPLER,LENTON,HEADED | 110.4 | EA | 0
A205 | Canada | CAD | CLIP,RAIL,1/2 DIA PARALLE | 13.55 | EA | 0
EL36A2WICP | Canada | CAD | COUPLER,LENTON,#11 WITH I | 57.9 | EA | 0
HTCY5 | Canada | CAD | MOLD,CABLE TO HORZ STL,HO | 276.78 | EA | 0
MBG01CCL | Canada | CAD | MOLD,BLANK,3 X 2 1/2 X 5 | 159.51 | EA | 0
VSC1VV1 | Canada | CAD | MOLD,CABLE TO VERT STL,45 | 276.78 | EA | 0
GYE162B | Canada | CAD | MOLD,CABLE TO GRD ROD,VER | 775.14 | EA | 0
DCV5000 | Canada | CAD | CONCENTRATED DRILLING | 697.1 | EA | 0
GRBATT1210T | Canada | CAD | BUSBAR,ASSY,CU,1/4X2X10, | 158.9 | EA | 0
549360 | Canada | CAD | BRACKET,SUPPORT,CABS 3/10 | 102.67 | EA | 0
B242JKBLK | Canada | CAD | LUG,CU,1/2 X 3 X 3,2 9/16 | 87.52 | EA | 0
PB50LA3SJK001 | Canada | CAD | MOLD,CABLE TO BUS/LUG, | 423.66 | EA | 0
EL57T43TA2ES | Canada | CAD | COUPLER,LENTON STANDARD,# | 234.2 | EA | 0
LPC477BLK | Canada | CAD | COMPONENTS,CABLE PROTECT | 6.83 | EA | 0
CAVST1KC | Canada | CAD | MOLD,CABLE TO VERT STL,45 | 269.61 | EA | 0
TAC1V8C | Canada | CAD | MOLD,CABLE,HORZ TEE | 276.78 | EA | 0
RRH592C | Canada | CAD | MOLD/FRAME,CABLE TO REBAR | 484.97 | EA | 0
EGBC14212HHT | Canada | CAD | BAR ASSY,GRD BUS,1/4X2X12 | 191.54 | EA | 0
LPS222 | Canada | CAD | POINT,SS,1/2IN X 12IN | 43.36 | EA | 0
M2375X | Canada | CAD | FRAME,ASSY,J PRICE 2PC | 79.35 | EA | 0
CDMV0158 | Canada | CAD | MOLD,GRAPHITE,MULTI,VERT | 277.28 | EA | 0
GFC2EDBG | Canada | CAD | MOLD,CABLE TO GRD ROD,HOR | 276.78 | EA | 0
RCE541G | Canada | CAD | MOLD,CABLE TO REBAR,VERT | 775.14 | EA | 0
B530D2Q36 | Canada | CAD | JUMPER,ASSY,4/0 CONC 36 I | 176.81 | EA | 0
534036GE08 | Canada | CAD | FLEXIBAR,ADV,10X40X1MM,GE | 508.38 | EA | 0
VSC8C | Canada | CAD | MOLD,CABLE TO VERT STL,45 | 276.78 | EA | 0
A927L007 | Canada | CAD | SCREW,SQUARE HEAD,5/8-11 | 55.21 | EA | 0
EL28P9J | Canada | CAD | COUPLER,LENTON POSITION, | 160.26 | EA | 0
XBM3D2G | Canada | CAD | MOLD,CABLE,HORZ X LAPPED | 844.84 | EA | 0
EGBA14412JJ | Canada | CAD | BAR ASSY,GRD BUS,1/4X4X12 | 195 | EA | 0
RRA591V | Canada | CAD | MOLD,CABLE TO REBAR,HORZ | 168.64 | EA | 0
TAC3Q2GHQ | Canada | CAD | MOLD,CABLE HORZ TEE,HYDRO | 276.78 | EA | 0
XBZ3H3A | Canada | CAD | MOLD,CABLE,HORZ X LAPPED | 793.75 | EA | 0
BAKJN | Canada | CAD | MOLD,BUS BAR,HORZ SPLICE | 1255.97 | EA | 0
EL22SAECF | Canada | CAD | COUPLER,LENTON,SA,#7,EPOX | 44.8 | EA | 0
VBC8F | Canada | CAD | MOLD,CABLE TO VERT STL,VE | 276.78 | EA | 0
ERICORE042T | Canada | CAD | DOWNCONDUCTOR,LIGHTNING, | 8801.25 | EA | 0
ECB142144 | Canada | CAD | COPPER BAR,1/4X2X144 LG, | 486.2 | EA | 0
6138629 | Canada | CAD | ROD,GRD,3/8X6,CU BONDED | 66.14 | EA | 0
CAHBA1G6 | Canada | CAD | MOLD,CABLE TO HORZ CAST I | 168.64 | EA | 0
LPLC443 | Canada | CAD | SPLICE,CU,CABLE,STRAIGHT | 194.13 | EA | 0
LPC12050BX | Canada | CAD | CABLE,CU,SMOOTHWEAVE,50FT | 11.8 | EA | 0
LAC1LEG | Canada | CAD | MOLD,CABLE TO BUS/LUG,HOR | 276.78 | EA | 0
VSCS7 | Canada | CAD | MOLD,CABLE TO VERT STL,45 | 276.78 | EA | 0
TDX50C120/240 | Canada | CAD | PROTECTOR,SURGE,TDX50C,2P | 682.33 | EA | 0
EL1612A2 | Canada | CAD | COUPLER,LENTON STANDARD, | 37.61 | EA | 0
PQC100120/208 | Canada | CAD | PROTECTOR,SURGE,PQC100, | 1630.03 | EA | 0
GYP15002M | Canada | CAD | MOLD,CABLE TO GRD ROD,VER | 304.2 | EA | 0
EL20D6GV | Canada | CAD | ANCHOR,LENTON TERMINATOR, | 116.49 | EA | 0
FLXPLAM0060 | Canada | CAD | FLEXIBAR,ADV,2X15.5X0.8MM | 213.62 | EA | 0
RRA541Y | Canada | CAD | MOLD,CABLE TO REBAR,HORZ | 168.64 | EA | 0
SES320F208Y | Canada | CAD | SES, 320KA, FILTER, | 1624.38 | EA | 0
GYE162L | Canada | CAD | MOLD,CABLE TO GRD ROD,VER | 775.14 | EA | 0
RBC2G | Canada | CAD | MOLD,GRD ROD TO RECEPTACL | 276.78 | EA | 0
LPC2913F3F | Canada | CAD | ADAPTER,CU,COUPL.,3/8IN | 29.72 | EA | 0
SB41RR531L | Canada | CAD | MOLD,CABLE TO REBAR,HORZP | 168.64 | EA | 0
XLGRC181L | Canada | CAD | MOLD,CABLE TO GRD ROD,VER | 328.55 | EA | 0
PB72RX3S150BLH | Canada | CAD | MOLD,CABLE TO RAIL,HORZ T | 476.13 | EA | 0
SBTBS3436 | Canada | CAD | BOND,SWITCH,KIT 1 IN TAB, | 21.35 | EA | 0
LPC711 | Canada | CAD | GROUND ROD,CU,SOLID | 766.51 | EA | 0
LPC330L | Canada | CAD | BASE,TERMINAL,MOUNT,PIPE | 107.76 | EA | 0
PBW13S66B | Canada | CAD | BOND,JOINT,500 RLAY WEB,6 | 240.83 | EA | 0
CAVHT1K10 | Canada | CAD | MOLD,CABLE TO VERT CAST | 269.61 | EA | 0
550370 | Canada | CAD | BUSBAR,PUNCH,1,75 M DPCB | 2195.51 | EA | 0
B134B | Canada | CAD | SUPPORT,CLAMP,PART,BA.25 | 10.7 | EA | 0
VTC1V | Canada | CAD | MOLD,CABLE TO VERT STL,HO | 276.78 | EA | 0
RBT8101HB | Canada | CAD | MATERIAL,FILLER,#8 T-SERI | 43.83 | EA | 0
EP4X7 | Canada | CAD | COUPLER,ANCHOR,FORMSAVER | 27.08 | EA | 0
HTC2V | Canada | CAD | MOLD,CABLE TO HORZ STL,HO | 276.78 | EA | 0
VVR8F | Canada | CAD | MOLD,CABLE TO VERT STL,VE | 376.08 | EA | 0
PTC2Q1LW | Canada | CAD | MOLD,CABLE,HORZ THRU PARA | 329.2 | EA | 0
LPC29638A | Canada | CAD | TERMINAL,AIR,EXTENSION,PA | 123.62 | EA | 0
EL43TA2N | Canada | CAD | COUPLER,LENTON,STANDARD | 70.39 | EA | 0
PTC9E8D | Canada | CAD | MOLD,CABLE, HORZ THRU PAR | 276.78 | EA | 0
RBT91011A | Canada | CAD | SLEEVE,CADWELD,#9 -1 T- | 93.7 | EA | 0
NDF163Q | Canada | CAD | MOLD,CABLE TO GRD ROD,HOR | 659.46 | EA | 0
ML515 | Canada | CAD | DRIVE,PIN,QUICK-WEDGE,#4 | 54.61 | EA | 0
PBCT92WLHX | Canada | CAD | FRAME,WELDER,250KCM CONC, | 358.58 | EA | 0
A928K025 | Canada | CAD | NUT,HEX,3/4-10 S.S. | 5.37 | EA | 0
PCLB159.4 | Canada | CAD | PYRAMID, LOCKHEED, #4 | 15271.67 | EA | 0
PTC2L2CW | Canada | CAD | MOLD,CABLE, HORZ THRU PAR | 329.2 | EA | 0
GTC163A | Canada | CAD | MOLD,CABLE TO GRD ROD,VER | 276.78 | EA | 0
DT148030R | Canada | CAD | TYPE 1, 480V, 3 0 | 537.97 | EA | 0
AWG7X6 | Canada | CAD | WIRE,CU,#6,7STR X 14 GA X | 14.7 | EA | 0
GTC183X | Canada | CAD | MOLD,CABLE TO GRD ROD,VER | 276.78 | EA | 0
SBA257H1B1 | Canada | CAD | CLIP,CONCRETE TIE,W/ASS'Y | 87.02 | EA | 0
PTCY6Y3 | Canada | CAD | MOLD,CABLE, HORZ THRU PAR | 276.78 | EA | 0
TAC3Q2P | Canada | CAD | MOLD,CABLE,HORZ TEE | 276.78 | EA | 0
HDGRC183Q | Canada | CAD | MOLD,CABLE TO GRD ROD,VER | 276.78 | EA | 0
RRH56Y5M | Canada | CAD | MOLD,CABLE TO REBAR,HORZ | 369.97 | EA | 0
127060030 | Canada | CAD | SHIELD,INSULATION,360 COL | 179.85 | EA | 0
LKT18 | Canada | CAD | COUPLER,LENTON,INTERLOK,# | 384.21 | EA | 0
HDPTC2G2G | Canada | CAD | MOLD,CABLE, HORZ THRU PAR | 276.78 | EA | 0
TACT1T2 | Canada | CAD | MOLD,CABLE,HORZ TEE | 276.78 | EA | 0
A219 | Canada | CAD | CLIP,RAIL,5/16 DIA DOUBLE | 13.57 | EA | 0
PTCSFSF | Canada | CAD | MOLD,CABLE,HORZ THRU PARA | 276.78 | EA | 0
DT1150M | Canada | CAD | TYPE 1 MODULE, 150V | 188.47 | EA | 0
A930Z044 | Canada | CAD | ROD,THREADED,1/2-13UNC-2A | 9.78 | EA | 0
PTDRAWING | Canada | CAD | MAKE TO DRAWING | 13.05 | EA | 0
LAC1DCE | Canada | CAD | MOLD,CABLE TO BUS/LUG,HOR | 276.78 | EA | 0
EGBA14424KK | Canada | CAD | BAR,GRD BUS,1/4 X 4 X 24 | 366.6 | EA | 0
LPLC448 | Canada | CAD | BASE,TERMINAL,AIR,CAST,CR | 345.41 | EA | 0
RDH55Y5 | Canada | CAD | MOLD,CABLE TO REBAR, | 484.97 | EA | 0
XLB960A2 | Canada | CAD | FILTER,EXOLON,FIBERFRAX 2 | 3.11 | EA | 0
EL3228P9ES | Canada | CAD | COUPLER,LENTON POSITION,# | 178.43 | EA | 0
VSC3QV2 | Canada | CAD | MOLD,CABLE TO VERT STL,45 | 276.78 | EA | 0
CAHAAA7 | Canada | CAD | MOLD,CABLE TO HORZ STL,HO | 168.64 | EA | 0
EGBC14110HH | Canada | CAD | BAR,GRD BUS,1/4 X 1 X 10 | 65 | EA | 0
LPC595 | Canada | CAD | CONNECTOR,CU,CROSS RUN | 65.9 | EA | 0
EL2220A2 | Canada | CAD | COUPLER,LENTON STANDARD,# | 45.48 | EA | 0
554850 | Canada | CAD | POLY,SLEEVE,50 M,BLACK, | 4.07 | MR | 0
SBPAJB30 | Canada | CAD | BOND,PLUG,S5 30 LONG | 16.63 | EA | 0
TDX100C120/208 | Canada | CAD | PROTECTOR,SURGE,TDX100C,3 | 1089.11 | EA | 0
90 | Canada | CAD | WELD METAL,CADWELD,F20 | 22.97 | EA | 0
SBS3086S48WT | Canada | CAD | BOND,TEMPORARY SIGNAL,3/1 | 120 | EA | 0
VSC1VV8C | Canada | CAD | MOLD,CABLE TO VERT STL,45 | 276.78 | EA | 0
GRC159F | Canada | CAD | MOLD,CABLE TO GRD ROD,VER | 276.78 | EA | 0
GYR312Q | Canada | CAD | MOLD,CABLE TO GRD ROD,VER | 376.08 | EA | 0
RBWS1500U | Canada | CAD | BASIN,POURING,#4/#5 STAND | 440.8 | EA | 0
SBGT1181V | Canada | CAD | ONE-SHOT,CABLE TO GRD ROD | 30.47 | EA | 0
XBK3X3X | Canada | CAD | MOLD,CABLE,HORZ X LAPPED | 1255.97 | EA | 0
7000250S4 | Canada | CAD | CLAMP,PIPE,OFFSET,2 1/2IN | 235.57 | EA | 0
615840SG01 | Canada | CAD | ROD,GRD,5/8X4,CU BONDED, | 17.69 | EA | 0
LPC37158 | Canada | CAD | MOUNT,PIPE,HORIZONTAL CAS | 87.24 | EA | 0
GT1142GPLUS | Canada | CAD | ONE-SHOT, CABLE TO GRD RO | 51.53 | EA | 0
HDPTF3Q9K | Canada | CAD | MOLD,CABLE,HORZ THRU PARA | 659.46 | EA | 0
RTC542Q | Canada | CAD | MOLD,CABLE TO REBAR,HORZ | 276.78 | EA | 0
534034RW08 | Canada | CAD | FLEXIBAR,ADV,6X40X1MM,RW, | 489.35 | EA | 0
S1V13 | Canada | CAD | MOLD,120MM2,HV AL CABLE, | 2189.14 | EA | 0
534010ABB05 | Canada | CAD | FLEXIBAR,ADV,2X20X1MM,ABB | 53.96 | EA | 0
RRA551V | Canada | CAD | MOLD,CABLE TO REBAR,HORZ | 168.64 | EA | 0
PG11V | Canada | CAD | ONE-SHOT,MOLD,CABLE,HORZ | 30.04 | EA | 0
VGC1H | Canada | CAD | MOLD,CABLE TO VERT STL,HO | 276.78 | EA | 0
534041STB05 | Canada | CAD | FLEXIBAR,ADV,8X50X1,STB | 401.25 | EA | 0
UTB60DP | Canada | CAD | PROTECTOR,SURGE,UTB,2PAIR | 289.61 | EA | 0
EGBA14824NN | Canada | CAD | BAR,ASSY,GRD,BUS,1/4 X 8 | 577.2 | EA | 0
505640 | Canada | CAD | BUSBAR,CU,TINNED,0.50X5X | 1274.18 | EA | 0
PCC1V1G | Canada | CAD | MOLD,CABLE, HORZ TAP PARA | 276.78 | EA | 0
FLXPLAM0102 | Canada | CAD | FLEXIBAR,ADV,2X15.5X0.8MM | 427.83 | EA | 0
GTC142B | Canada | CAD | MOLD,CABLE TO GRD ROD,VER | 276.78 | EA | 0
563300 | Canada | CAD | BRAID,PREFAB,200X15X1.5MM | 5.6 | EA | 0
EL20A2SSN | Canada | CAD | COUPLER,LENTON STANDARD,# | 130.44 | EA | 0
557320WS01 | Canada | CAD | BRAID,CU,TINNED,CUSTOM,1 | 56.02 | EA | 0
LJCEG3Q | Canada | CAD | MOLD,CABLE TO BUS/LUG,HOR | 276.78 | EA | 0
615889 | Canada | CAD | ROD,GRD,5/8X8,CU BONDED | 94.35 | EA | 0
SB10SSX1 | Canada | CAD | MOLD,CABLE,HORZ SPLICE | 96.67 | EA | 0
A809A04F100 | Canada | CAD | WIRE,CU,SOL,BARE,#6,HARD | 370.44 | EA | 0
534414 | Canada | CAD | IBSB ADV 70-230-8-10 | 25.87 | EA | 0
EGBA38320BF | Canada | CAD | BAR,GRD BUS,3/8 X 3 X 20 | 276.9 | EA | 0
FLXPABB0095 | Canada | CAD | FLEXIBAR,ADV,8X63X1MM,ABB | 459.632 | EA | 0
VSC1Q | Canada | CAD | MOLD,CABLE TO VERT STL, | 276.78 | EA | 0
CP58BX | Canada | CAD | BOX,CLAMP,GRD ROD,5/8 IN | 7.4 | EA | 0
534038ABB01 | Canada | CAD | FLEXIBAR,ADV,4X50X1MM,ABB | 168.26 | EA | 0
BMCCAJCAJL | Canada | CAD | MOLD,BUS BAR,HORZ TEE BAR | 276.78 | EA | 0
PBCS5LHM | Canada | CAD | MOLD,C BOND,2/0 COMPOSITE | 199.84 | EA | 0
LPA606 | Canada | CAD | POINT,AL,CONCEALED,1/2IN | 87.07 | EA | 0
563602 | Canada | CAD | BRAID,SHUNT,INSULATED, | 8.55 | EA | 0
RCE551H | Canada | CAD | MOLD,CABLE TO REBAR,VERT | 775.14 | EA | 0
MS/INDU | Canada | CAD | QUICK SALE | 20.77 | EA | 0
PTC9G9G | Canada | CAD | MOLD,CABLE, HORZ THRU PAR | 276.78 | EA | 0
LPC448 | Canada | CAD | BASE,TERMINAL,AIR,CAST,CR | 170.5 | EA | 0
B540C427 | Canada | CAD | BAR,BUS,1/4X4X17 11/16,NO | 157.05 | EA | 0
GSC162G | Canada | CAD | MOLD,CABLE TO GRD ROD,HOR | 276.78 | EA | 0
EGBA14296BB | Canada | CAD | BAR,GRD BUS,1/4 X 2 X 96 | 920.4 | EA | 0
555266B | Canada | CAD | MBJ 16-200-6-8 | 3.19 | EA | 0
RBT121018B | Canada | CAD | MATERIAL,FILLER KIT,#12, | 88.46 | EA | 0
GYF183QW | Canada | CAD | MOLD,CABLE TO GRD ROD,VER | 738.09 | EA | 0
555298B | Canada | CAD | BRAID,CU,50MM2,BLK ,MBJ | 11.67 | EA | 0
PBC12S13 | Canada | CAD | BOND,RAIL C,4/0 RLAY 13 L | 69.43 | EA | 0
SBS8TCINSRD | Canada | CAD | BOND STRAND,INSUL,3/16,6/ | 3.81 | EA | 0
548470 | Canada | CAD | INSULATOR,BUSBAR,ISO TP | 3.52 | EA | 0
545855 | Canada | CAD | PUNCH,TOOL,9X18MM,OVAL | 414.84 | EA | 0
GTC332V | Canada | CAD | MOLD,CABLE TO GRD ROD, | 276.78 | EA | 0
B803C03 | Canada | CAD | PLATE,COVER,1/4 X 23 X 28 | 383.25 | EA | 0
VSC2GV4 | Canada | CAD | MOLD,CABLE TO VERT STL,45 | 276.78 | EA | 0
LPC608 | Canada | CAD | POINT,CU,CONCEALED,5/8IN | 220.78 | EA | 0
RRH592LM | Canada | CAD | MOLD,CABLE TO REBAR,HORZ | 369.97 | EA | 0
LPA103IN0010.0 | Canada | CAD | CABLE,AL,SMOOTH WEAVE, IN | 382.29 | EA | 0
RBT5101B | Canada | CAD | MATERIAL,FILLER,#5 T-SERI | 38.58 | EA | 0
HSC3QW | Canada | CAD | MOLD,CABLE TO HORZ STL,HO | 302.99 | EA | 0
VVR2Q | Canada | CAD | MOLD,CABLE TO VERT STL,VE | 376.08 | EA | 0
LPC431 | Canada | CAD | BASE,CU,BARE,CIRCUIT ONLY | 163.05 | EA | 0
548650 | Canada | CAD | INSULATOR,BUSBAR,ISO TP | 16.58 | EA | 0
S1V27M | Canada | CAD | MOLD,HV CABLE SPLICE,HORZ | 316.46 | EA | 0
534134 | Canada | CAD | BUSBAR,FLEXIBLE,ADVANCED, | 582.18 | EA | 0
PCT1L1E | Canada | CAD | MOLD,CABLE, HORZ TAP PARA | 269.61 | EA | 0
GBJGT312GR1 | Canada | CAD | MOLD,GRD ROD,TO ROD/RECEP | 1147.17 | EA | 0
TAC2G2GHQ | Canada | CAD | MOLD,CABLE,HORZ TEE,HYDRO | 276.78 | EA | 0
TMGBC20L27P | Canada | CAD | BAR,GRD BUS,1/4X4X20,C110 | 286 | EA | 0
ERICORE140U | Canada | CAD | DOWNCONDUCTOR,LIGHTNING, | 23181.03 | EA | 0
PCT1T1G | Canada | CAD | MOLD,CABLE,HORZ TAP PARAL | 269.61 | EA | 0
508045 | Canada | CAD | BRAID,FLEXIBLE, | 2182.69 | EA | 0
LAC1G002 | Canada | CAD | MOLD,CABLE TO BUS/LUG,HOR | 276.78 | EA | 0
534028L3M | Canada | CAD | FLEXIBAR,ADV,8X32X1MM,3M | 573.5 | EA | 0
LJCBAKY5 | Canada | CAD | MOLD,CABLE TO BUS/LUG,HOR | 276.78 | EA | 0
563200 | Canada | CAD | BLOCK,POLE,DISTRIBUTION | 140.84 | EA | 0
HSC9H | Canada | CAD | MOLD,CABLE TO HORZ STL,HO | 276.78 | EA | 0
534034GE45 | Canada | CAD | FLEXIBAR,ADV,6X40X1MM,GE, | 300.48 | EA | 0
A927F190 | Canada | CAD | BOLT,HEX HEAD,5/16-18 X 1 | 1.7 | EA | 0
SBXSJ3334 | Canada | CAD | BOND,JUMPER,3/16 & 3/4 XS | 17.97 | EA | 0
PTC3D3Q | Canada | CAD | MOLD,CABLE, HORZ THRU PAR | 276.78 | EA | 0
561171 | Canada | CAD | BLOCK,POWER,SBF250 | 47.37 | EA | 0
47858760AEP | Canada | CAD | ROD,GRD,5/8,CU PLATED,15 | 168.49 | EA | 0
PSC3D | Canada | CAD | MOLD,CABLE,PULL SPLICE | 276.78 | EA | 0
EGBC14236NN | Canada | CAD | BAR,GRD BUS,1/4 X 2 X 36 | 327.6 | EA | 0
LPC2932M2M | Canada | CAD | ADAPTER,CU,COUPL.,1/2IN | 28.13 | EA | 0
TACY7Y7 | Canada | CAD | MOLD,CABLE,HORZ TEE | 276.78 | EA | 0
EL32C3J1200 | Canada | CAD | COUPLER,LENTON HALF,C3J, | 102.89 | EA | 0
SB20128W2 | Canada | CAD | BOND,CADWELD HF,3/16X7-1/ | 9.3 | EA | 0
555253B | Canada | CAD | BRAID,CU,TINNED,100MM2, | 109.94 | EA | 0
PBW33S0124955LB | Canada | CAD | BOND,IMPD SIDE,500 RLAY I | 989.35 | EA | 0
SSCY9Y6 | Canada | CAD | MOLD,CABLE,HORZ SPLICE | 276.78 | EA | 0
LPLC441 | Canada | CAD | BASE,CU,PARALLEL,STRAIGHT | 250.19 | EA | 0
VSC9H | Canada | CAD | MOLD,CABLE TO VERT STL,45 | 276.78 | EA | 0
LAC9FEKW | Canada | CAD | MOLD,CABLE TO BUS/LUG,HOR | 302.99 | EA | 0
VSC3QW | Canada | CAD | MOLD,CABLE TO VERT STL,45 | 302.99 | EA | 0
EL32A2N | Canada | CAD | COUPLER,LENTON,SOURCED,A2 | 41.91 | EA | 0
PBHVT20P16005M | Canada | CAD | MOLD,STUD TO VERT STL | 187.33 | EA | 0
TACY7A7 | Canada | CAD | MOLD,CABLE HORZ TEE | 276.78 | EA | 0
RTBBASE | Canada | CAD | BASE FOR RTB SERIES | 184.63 | EA | 0
PBW13S01150B | Canada | CAD | BOND,JOINT,COMPRESSION LG | 401.77 | EA | 0
PTC2L2L | Canada | CAD | MOLD,CABLE, HORZ THRU PAR | 276.78 | EA | 0
508013 | Canada | CAD | BRAID,FLEXIBLE, | 607.56 | EA | 0
PTC2Q2GW | Canada | CAD | MOLD,CABLE,HORZ THRU PARA | 329.2 | EA | 0
TSM0112GR | Canada | CAD | STRUT,PIPE,CLAMP 1 IN CT | 15.74 | EA | 0
505658 | Canada | CAD | BUSBAR,SPECIAL,C11000 CU, | 174.36 | EA | 0
615883PPI01 | Canada | CAD | ROD,GRD,5/8X8,CU CLAD,13 | 56.47 | EA | 0
PTC200 | Canada | CAD | BOX,TOOL,STACK-ON PRODUCT | 490.67 | EA | 0
SVR2P | Canada | CAD | MOLD,CABLE,VERT SPLICE | 376.08 | EA | 0
VVC1VV3C | Canada | CAD | MOLD,CABLE TO VERT STL,VE | 276.78 | EA | 0
FLXPLAM0099 | Canada | CAD | FLEXIBAR,ADV,2X15.5X0.8MM | 326.33 | EA | 0
EL22A2MG | Canada | CAD | COUPLER,LENTON STANDARD, | 43.43 | EA | 0
DSD140M440 | Canada | CAD | MODULE, DSD, 440V, 40KA | 76.34 | EA | 0
413415 | Canada | CAD | ROD,GRD,3/4X1.5M,CU CLAD | 40.01 | EA | 0
634480SG01 | Canada | CAD | GROUND ROD,COPPERBONDED,1 | 409.2 | EA | 0
LPC244ST | Canada | CAD | POINT,CU,BLUNT,5/8IN X | 122.03 | EA | 0
SBTBJ3460B | Canada | CAD | BOND,JUMPER,3/16 & 1 TAB | 17.65 | EA | 0
EL3228P9 | Canada | CAD | COUPLER,LENTON POSITION,# | 147.16 | EA | 0
LPLC401CTO | Canada | CAD | CABLE,CU,LEAD COVERED,CON | 80.41 | EA | 0
GYE181Y | Canada | CAD | MOLD,CABLE TO GRD ROD,VER | 775.14 | EA | 0
559040 | Canada | CAD | TOOL,HYDRAULIC,SHEAR,BLAD | 390.9 | EA | 0
ECRH101T4UB | Canada | CAD | GROUND ROD,ASSY,10 FT,HOR | 1449.34 | EA | 0
PCC1Y1G | Canada | CAD | MOLD,CABLE, HORZ TAP PARA | 276.78 | EA | 0
FLXPSAM0002 | Canada | CAD | FLEXIBAR,ADV,4X24X1,SAM | 9999999.99 | EA | 0
GPR182G | Canada | CAD | MOLD,CABLE TO GRD ROD, | 376.08 | EA | 0
SSC9J3A | Canada | CAD | MOLD,CABLE,HORZ SPLICE | 276.78 | EA | 0
SRGBE100 | Canada | CAD | GRID,SRG,12 X 100,26 GAGE | 6677.09 | EA | 0
LPS2955F5F | Canada | CAD | ADAPTER,SS,COUPLING,5/8IN | 37.01 | EA | 0
A927F181 | Canada | CAD | BOLT,HEX HEAD,1/4-20 X 1 | 0.99 | EA | 0
LPC441 | Canada | CAD | SPLICE,CU,BARE,PARALLEL | 101.6 | EA | 0
TDSGAU14 | Canada | CAD | BAR ASSY,GRD BUS, | 341.78 | EA | 0
EL32D6SA1200 | Canada | CAD | COUPLER,LENTON,SA HEAD, | 183.99 | EA | 0
TAC8C1V | Canada | CAD | MOLD,CABLE,HORZ TEE | 276.78 | EA | 0
GYE18Y4 | Canada | CAD | MOLD,CABLE TO GRD ROD,VER | 775.14 | EA | 0
LPC254 | Canada | CAD | POINT,CU,TUBULAR,5/8X18IN | 81.64 | EA | 0
SSPDTT3P300 | Canada | CAD | SSPD, TT THREE PHASE, | 663.57 | EA | 0
FLXPABB0090 | Canada | CAD | FLEXIBAR,ADV,8X63X1MM,ABB | 313.341 | EA | 0
560020 | Canada | CAD | PUMP,HYD,FLEXIBAR PUNCH | 3178.61 | EA | 0
VFRS6 | Canada | CAD | MOLD,CABLE TO VERT STL,VE | 376.08 | EA | 0
HDGED18 | Canada | CAD | MOLD,GRD ROD, HORZ SPLICE | 586.79 | EA | 0
WD84 | Canada | CAD | HAMMER,DIE,2/0 CONC 1/0 R | 362.71 | EA | 0
561151 | Canada | CAD | BLOCK, SPLICE,160A, 1000V | 31.32 | EA | 0
EL16S4 | Canada | CAD | COUPLER,LENTON,STRAIGHT, | 44.23 | EA | 0
RRH552V | Canada | CAD | MOLD,CABLE TO REBAR,HORZ | 484.97 | EA | 0
M22151 | Canada | CAD | INSULATOR,3RD RAIL,70SYM, | 59.59 | EA | 0
TACSF2G | Canada | CAD | MOLD,CABLE,HORZ TEE | 276.78 | EA | 0
534038ABB04 | Canada | CAD | FLEXIBAR,ADV,4X50X1MM,ABB | 77.04 | EA | 0
ZCCSS20 | Canada | CAD | MOLD,CABLE,NO BUILD-UP | 276.78 | EA | 0
EL57T36A2ES | Canada | CAD | COUPLER,LENTON STANDARD,# | 237.31 | EA | 0
VACY3 | Canada | CAD | MOLD,CABLE,TO VERT STL HO | 276.78 | EA | 0
GYR168F | Canada | CAD | MOLD,CABLE TO GRD ROD,VER | 376.08 | EA | 0
BQCCAJCAJ | Canada | CAD | MOLD,BUS BAR,VERT TEE TAP | 276.78 | EA | 0
VGC1G | Canada | CAD | MOLD,CABLE TO VERT STL,HO | 276.78 | EA | 0
GYR181T | Canada | CAD | MOLD,CABLE TO GRD ROD,VER | 376.08 | EA | 0
SSCY42V | Canada | CAD | MOLD,CABLE,HORZ SPLICE | 276.78 | EA | 0
558653 | Canada | CAD | BRAID,SHUNT,INSULATED,IBS | 37.76 | EA | 0
TAC8N8N | Canada | CAD | MOLD,CABLE,HORZ TEE | 276.78 | EA | 0
LPC126RL500 | Canada | CAD | CABLE,CU,ROPELAY,28 STR | 16.03 | FT | 0
UTB110DP | Canada | CAD | PROTECTOR,SURGE,UTB,2PAIR | 280.93 | EA | 0
EGBA12416CA | Canada | CAD | BAR,GRD BUS,1/2 X 4 X 16 | 397.8 | EA | 0
CA45XF19 | Canada | CAD | WELD METAL,ALLOY,XF19 CAT | 14.4 | EA | 0
B200 | Canada | CAD | CADWELD TOOLBAG | 87.02 | EA | 0
EGBA12224BB | Canada | CAD | BAR,GRD BUS,1/2 X 2 X 24 | 522.6 | EA | 0
PQDM3300S277 | Canada | CAD | PQDM-6-1P-277V, FSPM3300S | 3575.77 | EA | 0
560950 | Canada | CAD | KIT,BUSBAR,ABS PROFILE | 27.11 | EA | 0
GTT14A1L | Canada | CAD | MOLD,CABLE TO GRD ROD,VER | 293.25 | EA | 0
PTC9F9C | Canada | CAD | MOLD,CABLE, HORZ THRU PAR | 276.78 | EA | 0
PBW3B | Canada | CAD | MOLD,RAIL,CABLE HORZ TO W | 236.78 | EA | 0
LPC660CTO | Canada | CAD | ROD,THREADED,5/16,BRZ CTO | 6.31 | EA | 0
B399E | Canada | CAD | FRAME ASSY,MAGNETIC,FOR | 55.71 | EA | 0
EBDBAMLH | Canada | CAD | MOLD,BUS BAR,HORZ X LAPPE | 586.79 | EA | 0
PBWX401RH | Canada | CAD | MOLD,CABLE,WEB BOND TO WE | 173.03 | EA | 0
LECY4FAM | Canada | CAD | MOLD,CABLE TO BUS/LUG, | 276.78 | EA | 0
TACY7W3 | Canada | CAD | MOLD,CABLE,HORZ TEE | 276.78 | EA | 0
CA45PLUSXF19 | Canada | CAD | CADWELD PLUS,#45,XF19 | 18.21 | EA | 0
PB80ME3KJH | Canada | CAD | MOLD,CABLE TO BUS/LUG,VER | 906.82 | EA | 0
534016DS11 | Canada | CAD | FLEXIBAR,ADV,2X24X1MM,DS, | 167.83 | EA | 0
GPECEEK0242Q008 | Canada | CAD | ELECTRODE,GRD PLATE,1/4 X | 1467.96 | EA | 0
EL3632A2 | Canada | CAD | COUPLER,LENTON STANDARD,# | 69.43 | EA | 0
RBT1114101 | Canada | CAD | SPLICE,KIT,#11/#14 CADWEL | 386.76 | EA | 0
PTCY4CY4C | Canada | CAD | MOLD,CABLE,HORZ THRU PARA | 276.78 | EA | 0
ISONVSTRIPCS | Canada | CAD | CASE,TOOL,ISONVSTRIP | 317.27 | EA | 0
RDC531T | Canada | CAD | MOLD,CABLE TO REBAR,HORZ | 276.78 | EA | 0
VSC1L | Canada | CAD | MOLD,CABLE TO VERT STL,45 | 276.78 | EA | 0
LPC502A | Canada | CAD | SPLICE,CABLE,STAMPED ASSE | 17.32 | EA | 0
A806A12 | Canada | CAD | BOND STRAND,SIGNAL,3/16,6 | 0.3 | IN | 0
LPC205B | Canada | CAD | POINT,CU,BARE,3/8IN X 24I | 42.24 | EA | 0
A927F183 | Canada | CAD | BOLT,HEX HEAD,1/4-20 X 1- | 0.83 | EA | 0
VSC2CV8C | Canada | CAD | MOLD,CABLE TO VERT STL,45 | 276.78 | EA | 0
FLXPRW0005 | Canada | CAD | FLEXIBAR,ADV,6X32X1, RW | 382.27 | EA | 0
508140 | Canada | CAD | BOOT, FLEXBUS, | 246.21 | EA | 0
INTCPTADM16 | Canada | CAD | ADAPTER,FITTING,ER2XXXSS, | 128.35 | EA | 0
LAC3DEK | Canada | CAD | MOLD,CABLE TO BUS/LUG,HOR | 276.78 | EA | 0
557260IR06 | Canada | CAD | BRAID,CU,TINNED,25MM2,M8/ | 56.1 | EA | 0
TAC1L1L | Canada | CAD | MOLD,CABLE,HORZ TEE | 276.78 | EA | 0
XACY4Y4 | Canada | CAD | MOLD,CABLE,HORZ X SAME PL | 276.78 | EA | 0
XAC1V1V | Canada | CAD | MOLD,CABLE,HORZ SPLICE | 276.78 | EA | 0
XLHAC1L020 | Canada | CAD | MOLD,CABLE TO HORZ STL,HO | 328.55 | EA | 0
PBB23201X | Canada | CAD | FRAME,CRUCIBLE | 304.15 | EA | 0
534058NEX04 | Canada | CAD | FLEXIBAR,ADV,10X100X1,NEX | 842.92 | EA | 0
EL57TC3J1200 | Canada | CAD | COUPLER,LENTON HALF,C3J, | 161.59 | EA | 0
534001LAM12 | Canada | CAD | FLEXIBAR,ADV,3X9X0.8,LAM | 234.04 | EA | 0
HTC2QW | Canada | CAD | MOLD,CABLE TO HORZ STL,HO | 329.2 | EA | 0
613466SIC | Canada | CAD | ROD,GROUND,CU BONDED | 41.86 | EA | 0
EL32A2SS | Canada | CAD | COUPLER,LENTON STANDARD, | 225.23 | EA | 0
508056 | Canada | CAD | BRAID,FLEXIBLE, | 3056.82 | EA | 0
LPC814 | Canada | CAD | SUPPORT,SEAM CLAMP,NON PE | 27.33 | EA | 0
TDX300S120/208 | Canada | CAD | PROTECTOR,SURGE,TDX300S | 4999.23 | EA | 0
SBPAC3B24 | Canada | CAD | CONNECTOR,PLUG TRACK,#6 X | 14.37 | EA | 0
PTC2V2Q | Canada | CAD | MOLD,CABLE HORZ THRU PARA | 276.78 | EA | 0
RRH572Q | Canada | CAD | MOLD,CABLE TO REBAR,HORZ | 484.97 | EA | 0
PCC2G1V | Canada | CAD | MOLD,CABLE,HORZ TAP PARAL | 276.78 | EA | 0
ERICORE046T | Canada | CAD | DOWNCONDUCTOR,LIGHTNING, | 9483.41 | EA | 0
GC064 | Canada | CAD | CLAMP, GROUND ROD 5/8-3/4 | 34.45 | EA | 0
LPC203LST | Canada | CAD | POINT,CU,3/8IN X 15IN | 40.92 | EA | 0
RBHA9740A | Canada | CAD | BASIN,POURING,#7 HORIZ. | 713.05 | EA | 0
534042EPI02 | Canada | CAD | FLEXIBAR,ADV,10X50X1,EPI, | 496.21 | EA | 0
XAC8K8K | Canada | CAD | MOLD,CABLE,HORZ X SAME PL | 276.78 | EA | 0
XLGTC162Q | Canada | CAD | MOLD,CABLE TO GRD ROD,VER | 328.55 | EA | 0
RDH562C | Canada | CAD | MOLD,CABLE TO REBAR,HORZ | 484.97 | EA | 0
EPGC1416X6 | Canada | CAD | PERIMETER,GRD,90DEG BEND | 27.04 | EA | 0
RBWS2435RHM | Canada | CAD | BASIN,POURING,#18 SPECIAL | 643.83 | EA | 0
LPC349L38 | Canada | CAD | BASE,POINT,CU,SS MT | 175.92 | EA | 0
XAD4L2Q | Canada | CAD | MOLD,CABLE,HORZ X SAME PL | 586.79 | EA | 0
TAC1V2L | Canada | CAD | MOLD,CABLE,HORZ TEE | 276.78 | EA | 0
EGBA12842NN | Canada | CAD | BUSBAR,GRD,CU,1/2X8X42,NN | 1435.2 | EA | 0
534020TSL07 | Canada | CAD | FLEXIBAR,ADV, 6X24X1,TSL | 323.05 | EA | 0
PTC1G2C | Canada | CAD | MOLD,CABLE, HORZ THRU PAR | 276.78 | EA | 0
TADP9Y6 | Canada | CAD | MOLD,CABLE,HORZ TEE | 586.79 | EA | 0
LPC246B | Canada | CAD | POINT,CU,BARE,5/8IN X | 161.86 | EA | 0
534004DS04 | Canada | CAD | FLEXIBAR,ADV,3X13X0.5,DS, | 86.85 | EA | 0
SBRT36100140 | Canada | CAD | TOOL,STRIP,3/16X6,6SOLX11 | 226.1 | EA | 0
GTC35Y5 | Canada | CAD | MOLD,CABLE TO GRD ROD,VER | 276.78 | EA | 0
RB334SC | Canada | CAD | SLEEVE,CAPLUG, | 0.64 | EA | 0
GTC18W3 | Canada | CAD | MOLD,CABLE TO GRD ROD,VER | 276.78 | EA | 0
VTC2Q8 | Canada | CAD | MOLD,CABLE TO VERT STL,HO | 276.78 | EA | 0
HDPCC2Q2Q | Canada | CAD | MOLD,CABLE,HORZ TAP PARAL | 276.78 | EA | 0
HAAY3M | Canada | CAD | MOLD,CABLE TO HORZ STL HO | 119.87 | EA | 0
XLHAC1H013 | Canada | CAD | MOLD,CABLE TO HORZ STL,HO | 328.55 | EA | 0
LPS46258 | Canada | CAD | JUMPER,SS,EYE LUG TO | 568.36 | EA | 0
TDX50C240 | Canada | CAD | PROTECTOR,SURGE,TDX50C,1P | 612.61 | EA | 0
B922CC14C | Canada | CAD | LUG,CU,1/8 X 5/8,(2)1/4 | 18.63 | EA | 0
633480 | Canada | CAD | ROD,GRD,3/4X8,SEC,CU BOND | 83.76 | EA | 0
EL57TD6SS | Canada | CAD | ANCHOR,LENTON,TERMINATOR, | 984.23 | EA | 0
534016RSI01 | Canada | CAD | FLEXIBAR,ADV,2X24X1MM,RSI | 71.19 | EA | 0
GRC161G | Canada | CAD | MOLD,CABLE TO GRD ROD,VER | 276.78 | EA | 0
PTC2C1V | Canada | CAD | MOLD,CABLE, HORZ THRU PAR | 276.78 | EA | 0
SSCT7 | Canada | CAD | MOLD,CABLE,HORZ SPLICE | 276.78 | EA | 0
534058GE06B | Canada | CAD | FLEXIBAR,ADV,10X100X1,GE | 1876.29 | EA | 0
557310DE01 | Canada | CAD | BRAID,CU,TIN,60MM2,120 IN | 397.29 | EA | 0
EL25CFFPW | Canada | CAD | 78NTON,FORM SAVER,PLASTIC | 4.11 | EA | 0
XL115 | Canada | CAD | WELD METAL,ALLOY,F20,EXOL | 85.25 | EA | 0
534112 | Canada | CAD | BUSBAR,FLEXIBLE,ADVANCED, | 222.86 | EA | 0
PCCSBSB | Canada | CAD | MOLD,CABLE, HORZ TAP PARA | 276.78 | EA | 0
GHR2Q16 | Canada | CAD | MOLD,CABLE TO GRD ROD,VER | 376.08 | EA | 0
GRC18Y3 | Canada | CAD | MOLD,CABLE TO GRD ROD,VER | 276.78 | EA | 0
SBTBJ3336 | Canada | CAD | BOND,JUMPER,3/16 & 3/4 TA | 19.62 | EA | 0
LPA820 | Canada | CAD | HOLDER,AL,CAST,SILO DRIVE | 1.99 | EA | 0
508175 | Canada | CAD | TAPE, | 63.66 | EA | 0
RDM512Q | Canada | CAD | MOLD,CABLE TO REBAR,HORZ | 844.84 | EA | 0
534040AME02 | Canada | CAD | FLEXIBAR,ADV,6X50X1MM,AME | 137.51 | EA | 0
GRC162CW | Canada | CAD | MOLD,CABLE TO GRD ROD,VER | 329.2 | EA | 0
EGBA14224JJ | Canada | CAD | BAR,GRD BUS,1/4 X 2 X 24 | 241.8 | EA | 0
PTC3A2CW | Canada | CAD | MOLD,CABLE, HORZ THRU PAR | 329.2 | EA | 0
LECT6PAM | Canada | CAD | MOLD,CABLE TO BUS/LUG,HOR | 276.78 | EA | 0
TAC2Q8B | Canada | CAD | MOLD,CABLE,HORZ TEE | 276.78 | EA | 0
A239HC2S242G4LH | Canada | CAD | CLAMP,FENCE,4/0FLEX 24LG, | 527.8 | EA | 0
TMGBSPLICEKIT | Canada | CAD | SPLICE,KIT,GRD,BUS,TMGB | 158.46 | EA | 0
HDTAC2G9F | Canada | CAD | MOLD,CABLE,HORZ TEE | 276.78 | EA | 0
XBM9B9B | Canada | CAD | MOLD,CABLE,HORZ X LAPPED | 844.84 | EA | 0
XBM2G2GW | Canada | CAD | MOLD,CABLE,HORZ X LAPPED | 949.68 | EA | 0
SSPDTC3P480 | Canada | CAD | SSPD, TNC, THREE PHASE, | 630.01 | EA | 0
ERICORE096T | Canada | CAD | DOWNCONDUCTOR,LIGHTNING, | 9999.99 | EA | 0
XAC1V1L | Canada | CAD | MOLD,CABLE,HORZ X SAME PL | 276.78 | EA | 0
PBB158 | Canada | CAD | CHAIN,ASSY,20 IN LONG WIT | 265.04 | EA | 0
LPC208LST | Canada | CAD | POINT,CU,BLUNT,3/8IN X | 191.91 | EA | 0
PHR1V1V | Canada | CAD | MOLD,CABLE, VERT THRU PAR | 376.08 | EA | 0
VSC2QV1.50 | Canada | CAD | MOLD,CABLE TO VERT STL,45 | 276.78 | EA | 0
GTC313D | Canada | CAD | MOLD,CABLE TO GRD ROD, | 276.78 | EA | 0
LK309A | Canada | CAD | GROMMET,RUBBER,#9 FORM MO | 29.55 | EA | 0
A931A002 | Canada | CAD | NAIL,ROOF,RING BARB SHANK | 0.55 | EA | 0
EL28D14ES | Canada | CAD | ANCHOR,LENTON,TERMINATOR, | 108.15 | EA | 0
EGBF14406LL | Canada | CAD | BUSBAR,GRD,CU,1/4X4X6,LL | 148.2 | EA | 0
ERICORE017T | Canada | CAD | DOWNCONDUCTOR,LIGHTNING, | 4934.05 | EA | 0
PB80DS4NJH | Canada | CAD | MOLD,CABLE TO UC LUG,HORZ | 906.82 | EA | 0
LPC605 | Canada | CAD | POINT,CU,CONCEALED,1/2IN | 209.79 | EA | 0
CAHAA1TB | Canada | CAD | MOLD,CABLE TO HORZ STL,HO | 168.64 | EA | 0
CAVST1HM | Canada | CAD | MOLD,CABLE TO VERT STL,45 | 180.87 | EA | 0
PGC1Y1Y | Canada | CAD | MOLD,CABLE, HORZ THRU PAR | 276.78 | EA | 0
ECRH102G4D | Canada | CAD | GROUND ROD,ASSY,KIT,10FT, | 2735.79 | EA | 0
A806A13F | Canada | CAD | BOND STRAND,SIGNAL,3/16, | 2.09 | EA | 0
615880HA01UL | Canada | CAD | ROD,GRD,5/8X8,CU CLAD,10 | 44.5 | EA | 0
GYR182B | Canada | CAD | MOLD,CABLE TO GRD ROD,VER | 376.08 | EA | 0
HAA1K162C | Canada | CAD | MOLD,CABLE TO HORZ STL,HO | 168.64 | EA | 0
RJE562G | Canada | CAD | MOLD/FRAME,CABLE TO REBAR | 775.14 | EA | 0
CAHAAY4 | Canada | CAD | MOLD,CABLE TO HORZ STL | 168.64 | EA | 0
B101GGOL | Canada | CAD | LUG,CU,3/8 X 1 1/2 W/1-11 | 67.29 | EA | 0
TACY6Y3 | Canada | CAD | MOLD,CABLE,HORZ TEE | 276.78 | EA | 0
534036ABBI02 | Canada | CAD | FLEXIBAR,ADV,10X40X1,ABBI | 140.02 | EA | 0
PQC160-120/240V | Canada | CAD | SES160B120/240SP | 1669.06 | EA | 0
UTB60SPM | Canada | CAD | PROTECTOR,SURGE,UTB REPLA | 151.7 | EA | 0
615885GAL01 | Canada | CAD | ROD,GRD,5/8X8,CU BONDED | 40.89 | EA | 0
558226ADV | Canada | CAD | BRAID,SHUNT,INSULATED | 6.31 | EA | 0
715345 | Canada | CAD | TOOL,KIT,RAIL CONTACT INS | 3208.7 | EA | 0
A930U005 | Canada | CAD | BEARING,RADIAL,.7874 | 18.11 | EA | 0
MBS02 | Canada | CAD | MOLD, BLANK, STYLE S | 639.39 | EA | 0
EGBA38448GG | Canada | CAD | BAR,ASSY,GRD BUS 3/8 X 4 | 783.9 | EA | 0
TAC2Q2C | Canada | CAD | MOLD,CABLE,HORZ TEE | 276.78 | EA | 0
EL16D6Q | Canada | CAD | ANCHOR,LENTON TERMINATOR, | 19.7 | EA | 0
B121DE | Canada | CAD | LUG,CU,3/16 X 1 W/1-9/16 | 11.93 | EA | 0
SBXSJ3334B | Canada | CAD | BOND,JUMPER,3/16 & 3/4 XS | 13.94 | EA | 0
558305ADV | Canada | CAD | IBSBADV 25-513-6 E&I | 8.52 | EA | 0
A809A04F130 | Canada | CAD | WIRE,CU,SOL,BARE,#6,130 F | 353.8 | EA | 0
HSC2P | Canada | CAD | MOLD,CABLE TO HORZ STL,HO | 276.78 | EA | 0
534010LAM01 | Canada | CAD | FLEXIBAR,ADV,2X20X1MM,LAM | 236.35 | EA | 0
534445 | Canada | CAD | IBSB ADV 240-830-10-12 | 214.58 | EA | 0
558268 | Canada | CAD | BRAID,SHUNT,INSUL,50MM SQ | 45.47 | EA | 0
HAR1G12GA | Canada | CAD | MOLD,#6 SOL TO .064X17X17 | 376.08 | EA | 0
TDS50240 | Canada | CAD | SUPPRESSOR,TRANSIENT,DISC | 454.92 | EA | 0
534010ABB25 | Canada | CAD | FLEXIBAR,ADV,2X20X1MM,ABB | 176.61 | EA | 0
EL12CFFP | Canada | CAD | PROTECTOR,LENTON,PLASTIC | 1.03 | EA | 0
559142 | Canada | CAD | DIN RAIL CUT PUNCH | 5016.27 | EA | 0
EGBA12412NN | Canada | CAD | BAR,GRD BUS,1/2 X 4 X 12 | 304.2 | EA | 0
ML552 | Canada | CAD | TOOL BOX,QUICK-WEDGE,ML50 | 199.73 | EA | 0
PG11LPLUS | Canada | CAD | ONE-SHOT,MOLD,CABLE,HORZ | 31.29 | EA | 0
SSC9C | Canada | CAD | MOLD,CABLE,HORZ SPLICE | 276.78 | EA | 0
SSC2L1V | Canada | CAD | MOLD,CABLE,HORZ SPLICE | 276.78 | EA | 0
RRH592L | Canada | CAD | MOLD,CABLE TO REBAR,HORZ | 484.97 | EA | 0
MBB10CCL | Canada | CAD | MOLD,BLANK,3 X 3 X 5 1/4 | 206.13 | EA | 0
LECT4PAM | Canada | CAD | MOLD,CABLE TO BUS/LUG,HOR | 276.78 | EA | 0
GPECNEG024 | Canada | CAD | ELECTRODE,GRD PLATE,1/4 X | 454.12 | EA | 0
TAC2Q1Q | Canada | CAD | MOLD,CABLE,HORZ TEE | 276.78 | EA | 0
556600 | Canada | CAD | BRAID,PREFAB,150MM,45A | 3.71 | EA | 0
RRH542C | Canada | CAD | MOLD,CABLE TO REBAR,HORZ | 484.97 | EA | 0
LLCJH2V | Canada | CAD | MOLD,CABLE TO BUS/LUG,VER | 276.78 | EA | 0
B801M01A2 | Canada | CAD | SAMPLE,BLOCK,GRD ROD DISP | 115.18 | EA | 0
CASST1D | Canada | CAD | MOLD,CABLE,HORZ SPLICE | 269.61 | EA | 0
EPGC141120 | Canada | CAD | PERIMETER,GRD,STRAIGHT, | 345.09 | EA | 0
LPC206BST | Canada | CAD | POINT,CU,BLUNT BARE,3/8IN | 39.34 | EA | 0
CC5A40INSK | Canada | CAD | CABLE,COMPOSITE,161 STR,0 | 22036.21 | EA | 0
B295X51Z76 | Canada | CAD | LABEL,ADHESIVE,TYPE 2 | 111.84 | EA | 0
FDS11 | Canada | CAD | PROTECTOR,DIN MOUNT SURGE | 153.34 | EA | 0
ADCOMP41 | Canada | CAD | DYNASPHERE,TERMINAL,MUSLI | 348.91 | EA | 0
GRC312V | Canada | CAD | MOLD,CABLE TO GRD ROD,VER | 276.78 | EA | 0
RBT11101A | Canada | CAD | SLEEVE,CADWELD,#11 T-SERI | 113.15 | EA | 0
545851 | Canada | CAD | DIE,TOOL,6.5X13MM | 546.52 | EA | 0
VBC2Q003 | Canada | CAD | MOLD,CABLE TO VERT STL,VE | 276.78 | EA | 0
XLVGP1H004M | Canada | CAD | MOLD,CABLE TO VERT STL,HO | 244.48 | EA | 0
TAC1H1B | Canada | CAD | MOLD,CABLE,HORZ TEE | 276.78 | EA | 0
560860 | Canada | CAD | MODULE,SUPPORT,BUSBAR,ADJ | 74.24 | EA | 0
SPDM200120/208 | Canada | CAD | PROTECTOR,SURGE,TDX200M,3 | 4577.14 | EA | 0
LPC224 | Canada | CAD | POINT,CU,1/2IN X 18IN | 102.41 | EA | 0
615880LP | Canada | CAD | GR RD, PTD, CU-BOND, NOM | 48.59 | EA | 0
EGBA14416CC | Canada | CAD | BAR,GRD BUS,1/4 X 4 X 16 | 252.2 | EA | 0
EL25D6GV | Canada | CAD | ANCHOR,LENTON TERMINATOR, | 135.39 | EA | 0
EGBA14210SS | Canada | CAD | BAR,GRD BUS,1/4 X 2 X 10 | 114.4 | EA | 0
M2322 | Canada | CAD | FRAME,ASSY,3 X 5 IN 3 PC | 188.06 | EA | 0
SBTBJ3448 | Canada | CAD | BOND,JUMPER,3/16 & 1 TAB | 21.48 | EA | 0
VGC1L2 | Canada | CAD | MOLD,CABLE TO VERT STL,HO | 276.78 | EA | 0
PTD3A9J | Canada | CAD | MOLD,CABLE, HORZ THRU PAR | 586.79 | EA | 0
GYE372V | Canada | CAD | MOLD,CABLE TO GRD ROD,VER | 775.14 | EA | 0
EL16A2SSN | Canada | CAD | COUPLER,LENTON STANDARD,# | 81.08 | EA | 0
RDH562V | Canada | CAD | MOLD,CABLE TO REBAR,HORZ | 484.97 | EA | 0
ERICORE285U | Canada | CAD | DOWNCONDUCTOR,LIGHTNING | 47189.97 | EA | 0
MBA26 | Canada | CAD | MOLD,BLANK,250/300 R PRIC | 294.94 | EA | 0
PTCY5Y5 | Canada | CAD | MOLD,CABLE,HORZ THRU PARA | 276.78 | EA | 0
PTCY8Y7 | Canada | CAD | MOLD,CABLE, HORZ THRU PAR | 276.78 | EA | 0
PB20SC2V2Q | Canada | CAD | MOLD,CABLE,HORZ SPLICE SI | 199.84 | EA | 0
B13722 | Canada | CAD | DRIVE,ROD,SLEEVE 1 CU ROD | 224.72 | EA | 0
B548A01 | Canada | CAD | MOUNTING,HDWE,BUS BAR,1/2 | 17.69 | EA | 0
557350GSL01 | Canada | CAD | BRAID,CU,TIN,100MM2,3LYR, | 168.45 | EA | 0
508063 | Canada | CAD | BRAID,FLEXIBLE, | 2677.77 | EA | 0
VVR2C | Canada | CAD | MOLD,CABLE TO VERT STL,VE | 376.08 | EA | 0
B121EG003BLK | Canada | CAD | LUG,CU,1/4 X 1 1/2 W/1-13 | 43.47 | EA | 0
EL3222P9 | Canada | CAD | COUPLER,LENTON POSITION,# | 153.48 | EA | 0
534034FL02 | Canada | CAD | FLEXIBAR,ADV,6X40X1,FL | 372.26 | EA | 0
615885 | Canada | CAD | ROD,GRD,5/8X8,CU BONDED | 43.78 | EA | 0
LECT2EAL | Canada | CAD | MOLD,CABLE TO BUS/LUG,HOR | 276.78 | EA | 0
VFC1GV3C | Canada | CAD | MOLD,CABLE TO VERT STL,VE | 276.78 | EA | 0
FLXPLAM0079 | Canada | CAD | FLEXIBAR,ADV,2X15.5X0.8 | 317.03 | EA | 0
GBJGT161HR1 | Canada | CAD | MOLD,GRD ROD,TO ROD/RECEP | 1147.17 | EA | 0
PB10LAY0EG | Canada | CAD | MOLD,300MM2 CONC TO 1/4X3 | 271.52 | EA | 0
GXR2Q18 | Canada | CAD | MOLD,CABLE TO GRD ROD,VER | 376.08 | EA | 0
TACY4Y4L | Canada | CAD | MOLD,CABLE,HORZ TEE | 300.43 | EA | 0
ELIPG29200 | Canada | CAD | LENTON,ISO PLUG GAGE | 496.39 | EA | 0
B227AX | Canada | CAD | FRAME,ASSY,3X3X5 TO 8 | 195.52 | EA | 0
B3398 | Canada | CAD | DRUM,CLUTCH,1-3/4 IN,STL, | 97.63 | EA | 0
CAT337R | Canada | CAD | BOX,TOOL,W/RASP | 284.25 | EA | 0
715057 | Canada | CAD | CONTACT,DOUBLE,DSK19/14- | 17.49 | EA | 0
RBHSB14070D | Canada | CAD | BASIN,POURING,#9 HORIZ. S | 713.05 | EA | 0
635870KPLC | Canada | CAD | GROUND ROD, 5/8X2,1M | 40.12 | EA | 0
SBA252S1 | Canada | CAD | CLIP,RETAINER,TRACK CIRCU | 15.76 | EA | 0
SB858 | Canada | CAD | ROD,GRD,5/8 CU CLAD PLAIN | 30.68 | EA | 0
RBWS1537C | Canada | CAD | BASIN,POURING,#8 45 DEGRE | 643.83 | EA | 0
GUV70185 | Canada | CAD | GRD ROD CLAMP,5/8-1 INCH | 44.28 | EA | 0
PQS200277/480 | Canada | CAD | PROTECTOR,SURGE,PQS200,27 | 3290.52 | EA | 0
EGBA14216GGT | Canada | CAD | BUSBAR,GRD,CU,1/4X2X16,GG | 210.6 | EA | 0
534034PHM08 | Canada | CAD | FLEXIBAR,ADV,6X40X1MM,PHM | 217.35 | EA | 0
SBA136120B103 | Canada | CAD | CLIP ASSY,RAIL,A=8.50, | 90.55 | EA | 0
PBWT20S6 | Canada | CAD | WELDER ASSY,RAIL,PAIR,14. | 560.89 | EA | 0
HDXBV2Q2Q | Canada | CAD | MOLD,CABLE,HORZ X LAPPED | 1215.58 | EA | 0
534020 | Canada | CAD | FLEX ADV2MTC 6X24X1 | 239.49 | EA | 0
VSC2QV3CW | Canada | CAD | MOLD,CABLE TO VERT STL,45 | 302.99 | EA | 0
GRT311HM | Canada | CAD | MOLD,CABLE TO GRD ROD,VER | 180.87 | EA | 0
LPC421 | Canada | CAD | POINT,CU,BARE,INDUSTRIAL | 140.65 | EA | 0
GRT161H | Canada | CAD | MOLD,CABLE TO GRD ROD,VER | 269.61 | EA | 0
TDSMT480 | Canada | CAD | DIVERTER,SHUNT,ALARM,TDS | 753.45 | EA | 0
VFC9B | Canada | CAD | MOLD,CABLE TO VERT STL,VE | 276.78 | EA | 0
LK501 | Canada | CAD | CAP,INTERLOK PLASTIC,INLE | 0.39 | EA | 0
EDS58 | Canada | CAD | SLEEVE,SHORT,5/8 | 18.4 | EA | 0
HAA1G162C | Canada | CAD | MOLD,CABLE TO HORZ STL,HO | 168.64 | EA | 0
B133001F | Canada | CAD | SLEEVE,CU,FLARED,1.62 ID | 97.58 | EA | 0
534040ERM02 | United States | CAD | FLEXIBAR,ADV,6X50X1MM,ERM | 284.93 | EA | 1
PBW12W42B | Canada | CAD | BOND,JOINT,250 RLAY BARE | 82.12 | EA | 0
GR1141L | Canada | CAD | ONE-SHOT,CABLE TO GRD ROD | 23.52 | EA | 0
LPC544 | Canada | CAD | CLAMP,CU,STAMPED,GUTTER | 15.48 | EA | 0
TAC3Q1V | Canada | CAD | MOLD,CABLE,HORZ TEE | 276.78 | EA | 0
SRGC46 | Canada | CAD | CLAMP,GRID,SIGNAL REF,10 | 28.81 | EA | 0
LU43TDR16D | Canada | CAD | LENTON ULTIMATE,ANCHOR, | 74.64 | EA | 0
LAC1TEG | Canada | CAD | MOLD,CABLE TO BUS/LUG,HOR | 276.78 | EA | 0
HTC2G1.25 | Canada | CAD | MOLD,CABLE TO HORZ STL,HO | 276.78 | EA | 0
NDR162C | Canada | CAD | MOLD,CABLE TO GRD ROD,HOR | 376.08 | EA | 0
TAC3Q9J | Canada | CAD | MOLD,CABLE,HORZ TEE | 276.78 | EA | 0
GRC16Y5 | Canada | CAD | MOLD,CABLE TO GRD ROD,VER | 276.78 | EA | 0
TAC2Q2F | Canada | CAD | MOLD,CABLE,HORZ TEE | 276.78 | EA | 0
TAC2Q9H | Canada | CAD | MOLD,CABLE,HORZ TEE | 276.78 | EA | 0
PBC12W13 | Canada | CAD | BOND KIT,RAIL C,250KCM | 54.73 | EA | 0
TDS150TT277 | Canada | CAD | DIVERTER, TD, TT, 277V | 295.22 | EA | 0
EGBA14224BE | Canada | CAD | BAR,GRD BUS,1/4 X 2 X 22 | 241.8 | EA | 0
TAC2Q1T | Canada | CAD | MOLD,CABLE,HORZ TEE | 276.78 | EA | 0
LPA242 | Canada | CAD | POINT,AL,5/8 X 12IN | 21.76 | EA | 0
VBC2GW | Canada | CAD | MOLD,CABLE TO VERT STL,VE | 302.99 | EA | 0
564000 | Canada | CAD | BRAID,SHUNT,POWER,TINNED, | 227.57 | EA | 0
YRC2G1VRH | Canada | CAD | MOLD,CABLE,HORZ Y 45 DEG | 276.78 | EA | 0
LPA27243 | Canada | CAD | ROD,SOLID EXTENSION,AL, | 41.61 | EA | 0
FLXPIR0010 | Canada | CAD | FLEXIBAR,ADV,3X40X1MM,IR, | 330.253 | EA | 0
534008RW02 | Canada | CAD | FLEXIBLE,ADV,6X15.5X0.8RW | 64.92 | EA | 0
557320IR05 | Canada | CAD | BRAID,CU,TINNED,70MM2,M10 | 57.93 | EA | 0
553571A3 | Canada | CAD | FLEXIBAR,CAP,LEFT HAND | 32.28 | EA | 0
534027HLC02 | Canada | CAD | FLEXIBAR,ADV,6X32X1MM,HLC | 100.41 | EA | 0
GRP371K | Canada | CAD | MOLD,CABLE TO GRD ROD,VER | 304.2 | EA | 0
CR100 | Canada | CAD | COUPLER,GRD ROD,BRZ,W/THD | 85.61 | EA | 0
EGBA14612BB | Canada | CAD | BAR,GRD BUS,1/4 X 6 X 12 | 280.8 | EA | 0
633480S | Canada | CAD | ROD,GRD,SECT,S834 CU PL | 46.66 | EA | 0
508105 | Canada | CAD | BRACKET, FLEXBUS, KIT, | 119.35 | EA | 0
RRA531A | Canada | CAD | MOLD,CABLE TO REBAR,HORZ | 168.64 | EA | 0
PTC2GS5 | Canada | CAD | MOLD,CABLE,HORZ THRU PARA | 276.78 | EA | 0
VVR2QV10W | Canada | CAD | MOLD,CABLE TO VERT STL,VE | 402.29 | EA | 0
VNC2LLH | Canada | CAD | MOLD,CABLE TO VERT STL,HO | 276.78 | EA | 0
SB20104CWPW2 | Canada | CAD | BOND KIT,JOINT HEAD,3/16 | 14.66 | EA | 0
GTC14Y2 | Canada | CAD | MOLD,CABLE TO GRD ROD,VER | 276.78 | EA | 0
ERICORE091T | Canada | CAD | DOWNCONDUCTOR,LIGHTNING, | 16658.21 | EA | 0
B540C882T | Canada | CAD | BUSBAR,GRD,CU,3/8X6X31.5, | 481.87 | EA | 0
534034GE24 | Canada | CAD | FLEXIBAR,ADV,6X40X1MM,GE, | 332.66 | EA | 0
0710053311AEP | Canada | CAD | ROD,GRD,1/2,CU PLATED,13 | 170.52 | EA | 0
PBAT13B001 | Canada | CAD | BOND,ARC WELD JOINT,AT1 3 | 57.42 | EA | 0
545856 | Canada | CAD | DIE,TOOL,9X18MM | 547.16 | EA | 0
EL43T25A2ES | Canada | CAD | COUPLER,LENTON,#14/#8 | 165.63 | EA | 0
EGBA14414AA | Canada | CAD | BAR,GRD BUS,1/4 X 4 X 14 | 223.6 | EA | 0
VTC1G6 | Canada | CAD | MOLD,CABLE TO VERT STL,HO | 276.78 | EA | 0
TAC9F9FW | Canada | CAD | MOLD,CABLE,HORZ TEE,W/WP | 355.41 | EA | 0
EGBA14406CC | Canada | CAD | BAR,GRD BUS,1/4 X 4 X 6 | 109.2 | EA | 0
ERICORE010T | Canada | CAD | DOWNCONDUCTOR,LIGHTNING, | 3343.77 | EA | 0
GYF163Q | Canada | CAD | MOLD,CABLE TO GRD ROD,VER | 659.46 | EA | 0
EL25P14L | Canada | CAD | COUPLER,LENTON,P14L,25MM, | 112.05 | EA | 0
SBA136104A078 | Canada | CAD | CLIP ASSY,RAIL,A=8.50, | 37.65 | EA | 0
HAA8B | Canada | CAD | MOLD,CABLE TO HORZ STL,HO | 168.64 | EA | 0
EL22A2MGWICP | Canada | CAD | COUPLER,LENTON,#7,GALVANI | 41.05 | EA | 0
B103JK005BLK | Canada | CAD | LUG,BOND,1/2X3 2 HOLE,TIN | 60.44 | EA | 0
A927E099P | Canada | CAD | SCREW,SET,1/2-13X4,SQ HD, | 8.58 | EA | 0
XACY7Y6 | Canada | CAD | MOLD,CABLE,HORZ X SAME PL | 276.78 | EA | 0
XAC3Q2G | Canada | CAD | MOLD,CABLE,HORZ X SAME PL | 276.78 | EA | 0
510110 | Canada | CAD | BRAID,CU,TINNED,50 M LG, | 2.85 | MR | 0
534026SE10 | Canada | CAD | FLEXIBAR,ADV,5X32X1MM,SE, | 436.32 | EA | 0
SBB364L1 | Canada | CAD | BLOCK,BELT TENSION | 180.91 | EA | 0
MBE03 | Canada | CAD | MOLD,BLANK,150200 E PRICE | 775.14 | EA | 0
A929G004 | Canada | CAD | WASHER,SEALING,3/8 LEAD | 3.46 | EA | 0
CAHBA1L16 | Canada | CAD | MOLD,CABLE TO HORZ CAST I | 168.64 | EA | 0
TACY7Y4 | Canada | CAD | MOLD,CABLE,HORZ TEE | 276.78 | EA | 0
EGBC14124NN | Canada | CAD | BAR,ASSY,GRD BUS, 1/4 X 1 | 156 | EA | 0
534034ARZ34 | Canada | CAD | FLEXIBAR,ADV,6X40X1MM,ARZ | 562.13 | EA | 0
B125A02 | Canada | CAD | FRAME,MOLD HANDLE,3 | 39.27 | EA | 0
553120 | Canada | CAD | CLAMP,BUSBAR,HCBC 120 | 134.9 | EA | 0
A235D2Q5RH | Canada | CAD | CLAMP,FENCE,4/0 X 5 FT TO | 256.06 | EA | 0
A804A15M24 | Canada | CAD | CABLE,CU,INSULATED, MED | 4058.39 | EA | 0
715115 | Canada | CAD | LUG,CABLE,PKS120/12-H | 12.81 | EA | 0
XBM2C2CW | Canada | CAD | MOLD,CABLE,HORZ X LAPPED | 949.68 | EA | 0
MBB09 | Canada | CAD | MOLD,BLANK,90115 C PRICE | 174.72 | EA | 0
PB10LA2VEG | Canada | CAD | MOLD,CABLE TO BUS/LUG,HOR | 271.52 | EA | 0
TDX100120/208M | Canada | CAD | PROTECTOR,SURGE,TDX,120/2 | 2850.07 | EA | 0
LAC4LGG | Canada | CAD | MOLD,CABLE TO BUS/LUG,HOR | 276.78 | EA | 0
GTC16Y1 | Canada | CAD | MOLD,CABLE TO GRD ROD,VER | 276.78 | EA | 0
PTC9F9FW | Canada | CAD | MOLD,CABLE,HORZ THRU PARA | 329.2 | EA | 0
534045APG11 | Canada | CAD | FLEXIBAR,ADV,5X63X1MM,APG | 263.02 | EA | 0
GTC181E | Canada | CAD | MOLD,CABLE TO GRD ROD,VER | 276.78 | EA | 0
RTC522C | Canada | CAD | MOLD,CABLE TO REBAR,HORZ | 276.78 | EA | 0
EL12A2MG | Canada | CAD | COUPLER,LENTON STANDARD,# | 27.93 | EA | 0
SBTBCU48B | Canada | CAD | BOND,BOOTLEG,3/16 X 1 IN | 7.71 | EA | 0
CASST1351H | Canada | CAD | MOLD,CABLE,HORZ SPLICE | 269.61 | EA | 0
PTC2Q3QW | Canada | CAD | MOLD,CABLE,HORZ THRU PARA | 329.2 | EA | 0
LPC31438 | Canada | CAD | BASE,CU,STRAP 3/8IN POINT | 62.86 | EA | 0
GTT161L | Canada | CAD | MOLD,CABLE TO GRD ROD,VER | 269.61 | EA | 0
LK611 | Canada | CAD | DISK,SEALING,LENTON,INTER | 11.01 | EA | 0
LPS2855F5F | Canada | CAD | ADAPTER,SS,SWIVEL,5/8IN F | 82 | EA | 0
FDS21 | Canada | CAD | PROTECTOR,DIN MOUNT SURGE | 291.12 | EA | 0
EGBA38412BBT | Canada | CAD | BUSBAR,GRD,CU,3/8X4X12,BB | 166.28 | EA | 0
505650 | Canada | CAD | BUSBAR,SPECIAL,C11000 CU, | 169.95 | EA | 0
NCR161T | Canada | CAD | MOLD,CABLE TO GRD ROD,HOR | 376.08 | EA | 0
PBWX7LH | Canada | CAD | MOLD,BOND,FIELD MADE BOND | 116.6 | EA | 0
SB20136B | Canada | CAD | BOND,CADWELD TAB,3/16X7 1 | 5.34 | EA | 0
XACY5Y5 | Canada | CAD | MOLD,CABLE,HORZ X SAME PL | 276.78 | EA | 0
5579500482 | Canada | CAD | RAIL,DIN,CUT INTO 482MM | 154.7 | EA | 0
561134 | Canada | CAD | BLOCK,SPLICE,500 AMP,LUG | 47.14 | EA | 0
LACS5CE | Canada | CAD | MOLD,CABLE TO BUS/LUG,HOR | 276.78 | EA | 0
PB71LS3B001M | Canada | CAD | MOLD,CABLE,TO BUS/LUG,HO | 671.18 | EA | 0
435815 | Canada | CAD | ROD,GRD,5/8X1.5M,CU CLAD | 28.39 | EA | 0
PBW2GRH | Canada | CAD | MOLD,RAIL,CABLE HORZ TO W | 135.41 | EA | 0
XBM9F9F | Canada | CAD | MOLD,CABLE,HORZ X LAPPED | 844.84 | EA | 0
PQDS1110B120 | Canada | CAD | PQDS-3-2P-120/240V, S1110 | 2619.89 | EA | 0
A804A15M30 | Canada | CAD | 15KV CABLE, 30M | 5050.33 | EA | 0
534026PDI48 | Canada | CAD | FLEXIBAR,ADV,5X32X1MM,PDI | 221.14 | EA | 0
GYE152G | Canada | CAD | MOLD,CABLE TO GRD ROD,VER | 775.14 | EA | 0
LPC372L12 | Canada | CAD | BOLT,U,AIR TERMINAL CASTI | 66.42 | EA | 0
RCE602G | Canada | CAD | MOLD,CABLE TO REBAR,VERT | 775.14 | EA | 0
A929B039 | Canada | CAD | WASHER,LOCK,3/4 BRONZE | 4.15 | EA | 0
PTC3D2Q | Canada | CAD | MOLD,CABLE,HORZ THRU PARA | 276.78 | EA | 0
WTBRFS | Canada | CAD | SPANNER SOCKET FOR 3/8 WR | 251.32 | EA | 0
ERICORE032U | Canada | CAD | CABLE ERICORE 32 MTS | 5457.47 | EA | 0
534010ABB29 | Canada | CAD | FLEXIBAR,ADV,2X20X1MM,ABB | 220.7 | EA | 0
VTC2G8 | Canada | CAD | MOLD,CABLE TO VERT STL,HO | 276.78 | EA | 0
VWR182Q | Canada | CAD | MOLD,CABLE TO GRD ROD,VER | 376.08 | EA | 0
DT115010R | Canada | CAD | TYPE 1, 150V, 1 0 | 246.42 | EA | 0
SSCY7Y6 | Canada | CAD | MOLD,CABLE,HORZ SPLICE | 276.78 | EA | 0
PB10SS3S3D | Canada | CAD | MOLD,CABLE,HORZ SPLICE | 199.84 | EA | 0
LPA674 | Canada | CAD | STRAP,AL,CABLE TO PIPE | 71.06 | EA | 0
TACY4Y8 | Canada | CAD | MOLD,CABLE,HORZ TEE | 276.78 | EA | 0
CC5A40K | Canada | CAD | CABLE,COMPOSITE,161 STR, | 9999.99 | EA | 0
RTC542L | Canada | CAD | MOLD,CABLE TO REBAR,HORZ | 276.78 | EA | 0
EL28CFFPW | Canada | CAD | LENTON,FORM SAVER,PLASTIC | 4.55 | EA | 0
250 | Canada | CAD | WELD METAL,CADWELD,F20 | 51.99 | EA | 0
534040PY04 | Canada | CAD | FLEXIBAR,ADV,6X50X1MM,PY, | 533.08 | EA | 0
PB10GT182G | Canada | CAD | MOLD,CABLE TO GRD ROD,VER | 271.52 | EA | 0
LPS66212 | Canada | CAD | SS ALL-THREADED ROD,1/2IN | 54.64 | EA | 0
EL794BBOX | Canada | CAD | PLATE,FORM SAVER,#5 | 0.43 | EA | 0
LPC468 | Canada | CAD | CONNECTOR,CU,BARE,SOCKET, | 131.95 | EA | 0
CAHBA1K8 | Canada | CAD | MOLD,CABLE TO HORZ CAST I | 168.64 | EA | 0
GYR182C | Canada | CAD | MOLD,CABLE TO GRD ROD,VER | 376.08 | EA | 0
A239HC2S182C5LH | Canada | CAD | CLAMP,FENCE,4/0 FLEX,4/0 | 603.72 | EA | 0
SB20118 | Canada | CAD | BOND,CADWELD TAB,5/16X9 3 | 15.16 | EA | 0
RBVC28010E | Canada | CAD | BASIN,POURING,#10 VERTICL | 1424.21 | EA | 0
LPC305L58H | Canada | CAD | BASE,CU,HORZ MOUNT,5/8 IN | 92.35 | EA | 0
534125 | Canada | CAD | BUSBAR,FLEXIBLE,ADVANCED, | 329.07 | EA | 0
EGBA14216NNT | Canada | CAD | BAR,GRD BUS,1/4 X 2 X 16 | 210.6 | EA | 0
508033 | Canada | CAD | BRAID,FLEXIBLE, | 994.89 | EA | 0
TAC2G8F | Canada | CAD | MOLD,CABLE,HORZ TEE | 276.78 | EA | 0
TAC9J3Q | Canada | CAD | MOLD,CABLE,HORZ TEE | 276.78 | EA | 0
RHC522Q | Canada | CAD | MOLD,CABLE TO REBAR,HORZ | 276.78 | EA | 0
EL32C12SWSP01 | Canada | CAD | COUPLER,LENTON,SPECIAL, | 83.78 | EA | 0
557280 | Canada | CAD | BRAID,FLAT,23X2.5,CU,200 | 18.23 | MR | 0
ERICORE275U | Canada | CAD | DOWNCONDUCTOR,LIGHTNING | 45534.15 | EA | 0
PB13VB3Q | Canada | CAD | MOLD,CABLE TO VERT STL,VE | 271.52 | EA | 0
SBG100VEHCHRGR | Canada | CAD | CHARGER,BATTERY,SBG100,DE | 282.92 | EA | 0
HDTAD3Q3QW | Canada | CAD | MOLD,CABLE,HORZ TEE | 665.42 | EA | 0
BADGM | Canada | CAD | MOLD,BUS BAR,HORZ SPLICE | 586.79 | EA | 0
CA45 | Canada | CAD | WELD METAL,ALLOY,F33 CATH | 13.78 | EA | 0
534010RES04 | Canada | CAD | FLEXIBAR,ADV,2X20X1MM,RES | 131.14 | EA | 0
GYE169E | Canada | CAD | MOLD,CABLE TO GRD ROD,VER | 775.14 | EA | 0
SBPAJG34 | Canada | CAD | BOND,PLUG,S12 34 LONG | 19.98 | EA | 0
534001LAM14 | Canada | CAD | FLEXIBAR,ADV,3X9X0.8,LAM | 135.98 | EA | 0
SBTBJU418B | Canada | CAD | BOND,JUMPER, 3/16 SIG X | 7.88 | EA | 0
GTC37Y4 | Canada | CAD | MOLD,CABLE TO GRD ROD,VER | 276.78 | EA | 0
XB4Y9Y9 | Canada | CAD | MOLD,CABLE,HORZ X LAPPED | 990.2 | EA | 0
PB13ST3Q175CRLH | Canada | CAD | MOLD,CABLE TO RAIL,HORZ T | 271.52 | EA | 0
LPC225L | Canada | CAD | POINT,CU,1/2IN X 24IN | 70.86 | EA | 0
ECRV103Q4U | Canada | CAD | GROUND ROD,ASSY,KIT,10 FT | 1557.13 | EA | 0
554286 | Canada | CAD | BRAID,EARTH,SS,16MM2,CPI | 27.61 | EA | 0
PQDM1100Y120 | Canada | CAD | PQDM-2-3Y-120/208V, FSPM1 | 3153.5 | EA | 0
PTC3Q9FW | Canada | CAD | MOLD,CABLE,HORZ THRU PARA | 329.2 | EA | 0
PB10GR332G | Canada | CAD | MOLD,CABLE TO GRD ROD,VER | 271.52 | EA | 0
540005 | Canada | CAD | BRAID,POWER,250MM,600AMP | 46.96 | EA | 0
TAC2C1V | Canada | CAD | MOLD,CABLE,HORZ TEE | 276.78 | EA | 0
LPC30538THRU | Canada | CAD | BASE,CU, THRU HOLE, 3/8 I | 74.88 | EA | 0
LAC2CDE | Canada | CAD | MOLD,CABLE TO BUS/LUG,HOR | 276.78 | EA | 0
HAA1G350C | Canada | CAD | MOLD,CABLE TO HORZ STL, | 168.64 | EA | 0
PCC2L1H | Canada | CAD | MOLD,CABLE, HORZ TAP PARA | 276.78 | EA | 0
EL16SAQ | Canada | CAD | COUPLER,LENTON,SA,#5, | 29.16 | EA | 0
PAC2Q1T | Canada | CAD | MOLD,CABLE,HORZ TAP PARAL | 276.78 | EA | 0
SBM456M | Canada | CAD | MOLD,BOND,3/16X3/4 XS,PAI | 115.95 | EA | 0
PHR1G1G | Canada | CAD | MOLD,CABLE, VERT THRU PAR | 376.08 | EA | 0
RRC511D | Canada | CAD | MOLD,CABLE TO REBAR,HORZ | 276.78 | EA | 0
ERICORE750U | Canada | CAD | DOWNCONDUCTOR,LIGHTNING, | 9999.99 | EA | 0
EL36C3SL050Q | Canada | CAD | COUPLER,LENTON,WELDABLE, | 137.55 | EA | 0
MBE02CCL | Canada | CAD | MOLD,BLANK,3 X 5 X 6 1/4 | 775.14 | EA | 0
534026SE11 | Canada | CAD | FLEXIBAR,ADV,5X32X1MM,SE, | 437.11 | EA | 0
FLXPRW0012 | Canada | CAD | FLEXIBAR,ADV,6X32X1MM,RW, | 446.06 | EA | 0
GTC37SG | Canada | CAD | MOLD,CABLE TO GRD ROD,VER | 276.78 | EA | 0
SBPAJ548 | Canada | CAD | BOND,PLUG,5/16X48 LONG | 44.81 | EA | 0
534053RW26 | Canada | CAD | FLEXIBAR,ADV,10X80X1,RW | 405.65 | EA | 0
EGBA14330CC | Canada | CAD | BAR,GRD BUS,1/4 X 3 X 30 | 374.4 | EA | 0
B160B | Canada | CAD | FRAME,ASSY,HORZ PIPE,VERT | 389.83 | EA | 0
GTC142L | Canada | CAD | MOLD,CABLE TO GRD ROD,VER | 276.78 | EA | 0
557320IR04 | Canada | CAD | BRAID,CU,TINNED,70MM2,M10 | 54.54 | EA | 0
LPC481LG | Canada | CAD | FASTENER,CU,BAR PINCH | 40.22 | EA | 0
534034GE25 | Canada | CAD | FLEXIBAR,ADV,6X40X1MM,GE, | 318.53 | EA | 0
HDPTDSJSJ | Canada | CAD | MOLD,CABLE, HORZ THRU PAR | 586.79 | EA | 0
RRC512V | Canada | CAD | MOLD,CABLE TO REBAR,HORZ | 276.78 | EA | 0
EL20A2SS | Canada | CAD | COUPLER,LENTON STANDARD,# | 130.44 | EA | 0
EPCEH | Canada | CAD | MOLD,BUS BAR,VERT ELL TAP | 276.78 | EA | 0
ETMAGS | Canada | CAD | GROUND BAR ASSY,TOP MOUNT | 70.21 | EA | 0
LPC302T58 | Canada | CAD | COUPLER,TERMINAL,AIR,HEX | 10.02 | EA | 0
CC5A40CBSAMP | Canada | CAD | CABLE,COM,THFT DET,CU BND | 28.07 | EA | 0
PBB104JKOL | Canada | CAD | LUG,4 HOLE OFFSET,LA 1/2X | 195.07 | EA | 0
PBW13S36B | Canada | CAD | BOND,JOINT,500 RLAY WEB,3 | 119.07 | EA | 0
LPS2842F5F | Canada | CAD | ADAPTER,SS,SWIVEL,1/2IN F | 77.83 | EA | 0
SBRTLW418 | Canada | CAD | TOOL,STRIP,3 COND 4/64, | 125.44 | EA | 0
M2373X | Canada | CAD | FRAME,ASSY,3-PC W/BACKING | 260.18 | EA | 0
534042L3MP | Canada | CAD | FLEXIBAR,BUSBAR,MTO, | 99999.99 | EA | 0
A238EC2S24RH | Canada | CAD | CLAMP,FENCE,4/0 X 24 IN | 376.1 | EA | 0
615840LP | Canada | CAD | ROD,GRD,5/8X4,CU BONDED, | 24.88 | EA | 0
EL43TD14 | Canada | CAD | ANCHOR,TERMINATOR ASTMAA | 216.98 | EA | 0
PB13ST2LRH | Canada | CAD | MOLD,CABLE TO RAIL,HORZ T | 271.52 | EA | 0
VBC2Q | Canada | CAD | MOLD,CABLE TO VERT STL,VE | 276.78 | EA | 0
534036GE17 | Canada | CAD | FLEXIBAR,ADV,10X40X1MM,GE | 358.63 | EA | 0
PCC8D1G | Canada | CAD | MOLD,CABLE, HORZ TAP PARA | 276.78 | EA | 0
B101EG90 | Canada | CAD | LUG,CU,1/4 X 1 1/2 W/1- | 60.89 | EA | 0
PGT1H1H | Canada | CAD | MOLD,CABLE,HORZ THRU PARA | 269.61 | EA | 0
GRC189F | Canada | CAD | MOLD,CABLE TO GRD ROD,VER | 276.78 | EA | 0
PCC2G2L | Canada | CAD | MOLD,CABLE,HORZ TAP PARAL | 276.78 | EA | 0
PBCT92WX | Canada | CAD | FRAME,WELDER,250KCM RLAY, | 793.17 | EA | 0
VSC9FV5C | Canada | CAD | MOLD,CABLE TO VERT STL,45 | 276.78 | EA | 0
TAC2Q2QHQ | Canada | CAD | MOLD,CABLE,HORZ TEE,HYDRO | 276.78 | EA | 0
LACY3CAJ | Canada | CAD | MOLD,CABLE TO BUS/LUG,HOR | 276.78 | EA | 0
PB400PLUSF80 | Canada | CAD | CADWELD PLUS,#400,F80 | 43.86 | EA | 0
715054 | Canada | CAD | KIT,CONTACT,RAIL,DOUBLE, | 18.49 | EA | 0
558584 | Canada | CAD | BRAID,SHUNT,INSULATED,IBS | 15.6 | EA | 0
LPC544L | Canada | CAD | CLAMP,CU,STAMPED,GUTTER | 67.43 | EA | 0
5234GW | Canada | CAD | WIRE,GRD,3/4,12MIL,COPPER | 27.08 | EA | 0
ELF38AFN | Canada | CAD | FLANGE,LENTON,FORMSAVER, | 11.13 | EA | 0
CAVHT1L4 | Canada | CAD | MOLD,CABLE TO VERT CAST I | 269.61 | EA | 0
XBP1G1G | Canada | CAD | MOLD,CABLE,HORZ X LAPPED | 304.14 | EA | 0
SBB364M2 | Canada | CAD | GUARD,WHEEL | 180.91 | EA | 0
LPC321L12 | Canada | CAD | BASE,CU,PNT,1/2 THRD,STR | 71.81 | EA | 0
534048DSN01 | Canada | CAD | FLEXIBAR,ADV,10X63X1MM | 318.33 | EA | 0
TAC8F8C | Canada | CAD | MOLD,CABLE,HORZ TEE | 276.78 | EA | 0
T370W | Canada | CAD | STAPLE,CU WELD,.188 DIA X | 1 | EA | 0
DT17510R | Canada | CAD | TYPE 1, 75V, 1 0 | 233.79 | EA | 0
559600 | Canada | CAD | INS,1,1/4-20 X 5/16 | 1.38 | EA | 0
B134 | Canada | CAD | MOLD,SUPPORT,CLAMP,ASSY | 131.33 | EA | 0
TACY7Y3 | Canada | CAD | MOLD,CABLE,HORZ TEE | 276.78 | EA | 0
633400FMS | Canada | CAD | ROD,GRD,3/4X3.0,CU CLAD | 91.75 | EA | 0
PB10LA1HEH | Canada | CAD | MOLD,CABLE TO BUS/LUG,HOR | 271.52 | EA | 0
EGBA14272JJ | Canada | CAD | BAR,GRD BUS,1/4 X 2 X 72 | 690.3 | EA | 0
RBWS2435LHM | Canada | CAD | BASIN,POURING,#18 SPECIAL | 643.83 | EA | 0
VVR2QV18 | Canada | CAD | MOLD,CABLE TO VERT 14 STL | 376.08 | EA | 0
EGBA14312EE | Canada | CAD | BAR,GRD BUS,1/4 X 3 X 12 | 163.8 | EA | 0
RVR53Y5 | Canada | CAD | MOLD,CABLE TO REBAR,VERT | 775.14 | EA | 0
SBB140E | Canada | CAD | SHIM,CU,26GA(.016) X 1 1/ | 195.07 | EA | 0
A800A09F65 | Canada | CAD | CABLE,CU,BARE,2/0 CONC,19 | 1117 | EA | 0
534020SER07 | Canada | CAD | FLEXIBAR,ADV,6X24X1MM,SER | 338.12 | EA | 0
EL28P8 | Canada | CAD | COUPLER,LENTON POSITION,# | 159.15 | EA | 0
613480ESB | Canada | CAD | ROD,GRD,3/4X8,CU CLAD,10 | 89.67 | EA | 0
633450 | Canada | CAD | ROD,GRD,3/4X5,SEC,CU BOND | 54.7 | EA | 0
PBW13S004030BHD | Canada | CAD | BOND,JOINT,COMPRS LUG,500 | 155.16 | EA | 0
EL12SADCF | Canada | CAD | COUPLER,LENTON SUBASSY,SA | 22.75 | EA | 0
534041PHM16 | Canada | CAD | FLEXIBAR,ADV,8X50X1MM,PHM | 413.43 | EA | 0
B399P | Canada | CAD | CLAMP,SPRING,MODIFIED FOR | 77.92 | EA | 0
EL38A2 | Canada | CAD | COUPLER,LENTON STANDARD,# | 64.36 | EA | 0
TAD4L3Q | Canada | CAD | MOLD,CABLE,HORZ TEE | 586.79 | EA | 0
RBWS1500C | Canada | CAD | BASIN,POURING,#8 STANDARD | 440.8 | EA | 0
615860UPC | Canada | CAD | ROD,GRD,5/8X6,CU BONDED | 44.21 | EA | 0
EGBF14436CC | Canada | CAD | BUSBAR,GRD,CU,1/4X4X36,CC | 694.2 | EA | 0
VVRL9 | Canada | CAD | MOLD,CABLE TO VERT STL,VE | 376.08 | EA | 0
LECY4CAJ | Canada | CAD | MOLD,CABLE TO BUS/LUG,HOR | 276.78 | EA | 0
ECRE202Q10D | Canada | CAD | GROUND ROD,ASSY,EXTENSION | 3242.76 | EA | 0
VSC2GV2 | Canada | CAD | MOLD,CABLE TO VERT STL,45 | 276.78 | EA | 0
LPC804 | Canada | CAD | STRAP,CU,CABLE,1/2IN WIDE | 1.94 | EA | 0
PB10LA4MEG | Canada | CAD | MOLD,CABLE TO BUS/LUG,HOR | 199.84 | EA | 0
534018ABB20 | Canada | CAD | FLEXIBAR,ADV,4X24X1MM,ABB | 175.51 | EA | 0
TAC2G4L | Canada | CAD | MOLD,CABLE,HORZ TEE | 276.78 | EA | 0
EDT275010R | Canada | CAD | ENHANCED TYPE 2, 750V, 10 | 116.21 | EA | 0
B103DEOL | Canada | CAD | LUG,CU,3/16 X 1 W/2-7/16 | 22.2 | EA | 0
SBTBS3432B | Canada | CAD | BOND,SWITCH,1 IN TAB,3/16 | 13.66 | EA | 0
EPD2170F | Canada | CAD | MODULE ASSY, SURGE | 94.78 | EA | 0
LPC120L250 | Canada | CAD | CABLE,CU,SMOOTH WEAVE,29 | 7.32 | FT | 0
XAC2V2G | Canada | CAD | MOLD,CABLE,HORZ X SAME PL | 276.78 | EA | 0
PB19GY181V | Canada | CAD | MOLD,CABLE TO GRD ROD,VER | 559.65 | EA | 0
TGBA20L12P | Canada | CAD | BAR ASSY,GRD BUS,1/4X2X20 | 205.4 | EA | 0
TACY9Y1 | Canada | CAD | MOLD,CABLE,HORZ TEE | 276.78 | EA | 0
GRC24C2V | Canada | CAD | MOLD,CABLE TO GRD ROD,VER | 276.78 | EA | 0
SBM275EA | Canada | CAD | PLATE,FLAT,6MM X 25MM X | 2.11 | EA | 0
DFFHEMRH | Canada | CAD | MOLD,BUS TO VERT STL,HORZ | 659.46 | EA | 0
16M24R5 | Canada | CAD | CONDUIT CLIP,1 IN CONDUIT | 21.86 | EA | 0
EL20D14SS | Canada | CAD | ANCHOR,LENTON TERMINATOR, | 160.5 | EA | 0
VNC2QRH3.50 | Canada | CAD | MOLD,CABLE TO VERT STL,HO | 276.78 | EA | 0
LECY5FAL | Canada | CAD | MOLD,CABLE TO BUS/LUG,HOR | 276.78 | EA | 0
RDH54Y4 | Canada | CAD | MOLD,CABLE TO REBAR,HORZ | 484.97 | EA | 0
PTC9H2Q | Canada | CAD | MOLD,CABLE, HORZ THRU PAR | 276.78 | EA | 0
SBPAJB36 | Canada | CAD | BOND,PLUG,S5 36 LONG | 16.52 | EA | 0
VGCY3 | Canada | CAD | MOLD,CABLE TO VERT STL,HO | 276.78 | EA | 0
554414B | Canada | CAD | BRAID,SS,LUG,50MM2,BULK | 90.87 | EA | 0
FLXPLAM0066 | Canada | CAD | FLEXIBAR,ADV,2X15.5X0.8MM | 330.86 | EA | 0
VGC2G | Canada | CAD | MOLD,CABLE TO VERT STL,HO | 276.78 | EA | 0
ERICORE037U | Canada | CAD | DOWNCONDUCTOR,LIGHTNING, | 5897.37 | EA | 0
EPDLINKBR | Canada | CAD | TEST LINK BAR,UNINSULATED | 3.46 | EA | 0
XAC9E9E | Canada | CAD | MOLD,CABLE,HORZ X SAME PL | 276.78 | EA | 0
GJC312G | Canada | CAD | MOLD,CABLE TO GRD ROD,HOR | 276.78 | EA | 0
B32811 | Canada | CAD | COVER,MOLD,GRAPHITE,150 L | 176.1 | EA | 0
557260IR01 | Canada | CAD | BRAID,CU,TINNED,CUSTOM, | 34.93 | EA | 0
SBTBJ3416B | Canada | CAD | BOND,JUMPER,3/16 & 1 TAB | 10.36 | EA | 0
LPC285L5F5F | Canada | CAD | ADAPTER,CU,SWIVEL,5/8 FEM | 50.39 | EA | 0
554403B | Canada | CAD | BRAID,SS,LUG,50MM2,BULK | 93.51 | EA | 0
A109AN | Canada | CAD | CABLE,SAMPLE,6 IN LONG,2/ | 13.31 | EA | 0
RBWS1547X | Canada | CAD | BASIN,POURING,#6 STD. HOR | 333.18 | EA | 0
PGT1G1D | Canada | CAD | MOLD,CABLE,HORZ THRU PARA | 269.61 | EA | 0
GBJGT162CR1 | Canada | CAD | MOLD,GRD ROD TO ROD/RECEP | 1147.17 | EA | 0
SSC2V3D | Canada | CAD | MOLD,CABLE,HORZ SPLICE | 276.78 | EA | 0
RCE542QM | Canada | CAD | MOLD,CABLE TO REBAR,VERT | 561.05 | EA | 0
LPC30558THRU | Canada | CAD | BASE,CU, THRU HOLE, 5/8 I | 62.23 | EA | 0
A238FC2S18LH | Canada | CAD | CLAMP,FENCE,4/0 X 18 IN F | 321.57 | EA | 0
545239 | Canada | CAD | BRAID,FLAT,TINNED,COPPER | 25.09 | EA | 0
EBCCAJCAJ | Canada | CAD | MOLD,BUS BAR,HORZ X LAPPE | 276.78 | EA | 0
NCR182C | Canada | CAD | MOLD,CABLE TO GRD ROD,HOR | 376.08 | EA | 0
RBT1891HA | Canada | CAD | SLEEVE,CADWELD,#18 T-SERI | 326.75 | EA | 0
RBC2Q2Q | Canada | CAD | MOLD,GRD ROD TO RECEPTACL | 276.78 | EA | 0
RRH572L | Canada | CAD | MOLD,CABLE TO REBAR,HORZ | 484.97 | EA | 0
EPGC1828X8FL | Canada | CAD | PERIMETER,GRD,90DEG FLAT | 63.87 | EA | 0
GRC16SF | Canada | CAD | MOLD,CABLE TO GRD ROD,VER | 276.78 | EA | 0
CAVHT1G12 | Canada | CAD | MOLD,CABLE TO VERT CAST I | 269.61 | EA | 0
LPC63558 | Canada | CAD | ADAPTER,CU,FLASHING FOR | 60.33 | EA | 0
LPC223LST | Canada | CAD | POINT,CU,BLUNT,1/2IN X | 90.55 | EA | 0
TDX200S277/480T | Canada | CAD | PROTECTOR,SURGE,TDX200S,3 | 2755.48 | EA | 0
XAC2L2G | Canada | CAD | MOLD,CABLE,HORZ X SAME | 276.78 | EA | 0
GTC221G | Canada | CAD | MOLD,CABLE TO GRD ROD,VER | 276.78 | EA | 0
TAC1L2C | Canada | CAD | MOLD,CABLE,HORZ TEE | 276.78 | EA | 0
CAFCA1L4 | Canada | CAD | MOLD,CABLE,TO HORZ C.I.PI | 168.64 | EA | 0
FLXPCRS0001 | Canada | CAD | FLEXIBAR,ADV,2X20X1M CRS | 113.62 | EA | 0
LPC404500 | Canada | CAD | CABLE, CU, CONCENTRIC, 19 | 18.84 | EA | 0
LPC222BF | Canada | CAD | POINT,CU, FLAT BARE, 1/2I | 29.52 | EA | 0
CC58M | Canada | CAD | COMPRESSION COUPLER | 23.48 | EA | 0
GTC161VW | Canada | CAD | MOLD,CABLE TO GRD ROD,VER | 355.41 | EA | 0
PB72QVJH150B001 | Canada | CAD | MOLD,CABLE TO LUG,HORZ TA | 476.13 | EA | 0
FLXPLAM0095 | Canada | CAD | FLEXIBAR,ADV,2X15.5X0.8MM | 371.35 | EA | 0
EGBA14636LL | Canada | CAD | BAR,ASSY,GRD,BUS,1/4X6X36 | 748.8 | EA | 0
LPS2932F2M | Canada | CAD | ADAPTER,SS,COUPLING,1/2IN | 38.49 | EA | 0
ECRHE201T4U | Canada | CAD | ELECTRODE ASSY,GRD,20 LG, | 4205.81 | EA | 0
534052RW11 | Canada | CAD | FLEXIBAR,ADV,8X80X1MM,RW, | 299.55 | EA | 0
B540C886T | Canada | CAD | BUSBAR,GRD,CU,3/8X6X36IN, | 540.28 | EA | 0
TAC3A9F | Canada | CAD | MOLD,CABLE,HORZ TEE | 276.78 | EA | 0
B2700A5 | Canada | CAD | LINK,TEST,ASSY | 7.9 | EA | 0
HDVVF3Q | Canada | CAD | MOLD,CABLE TO VERT STL,VE | 659.46 | EA | 0
SSCW3 | Canada | CAD | MOLD,CABLE,HORZ SPLICE | 276.78 | EA | 0
534010HDQ17 | Canada | CAD | FLEXIBAR,ADV,2X20X1MM,HDQ | 65.82 | EA | 0
554413B | Canada | CAD | BRAID,SS,LUG,70MM2,BULK | 102.82 | EA | 0
RDH562LM | Canada | CAD | MOLD,CABLE TO REBAR,HORZ | 369.97 | EA | 0
GTC221V | Canada | CAD | MOLD,CABLE TO GRD ROD,VER | 276.78 | EA | 0
EGBA14214NN | Canada | CAD | BAR,ASSY,GRD BUS,1/4 X 2 | 150.8 | EA | 0
563201 | Canada | CAD | BLOCK,POLE,DISTRIBUTION | 45.46 | EA | 0
SBGT1181G | Canada | CAD | ONE-SHOT,CABLE TO GRD ROD | 27.7 | EA | 0
EGBA14308NN | Canada | CAD | BAR,GRD BUS,1/4 X 3 X 8 | 117 | EA | 0
548520 | Canada | CAD | INSULATOR,BUSBAR,ISO TP | 5.41 | EA | 0
LPC609 | Canada | CAD | POINT,CU,CONCEALED,5/8IN | 242.84 | EA | 0
SBPAC3R | Canada | CAD | CONNECTOR,PLUG TRACK,#9 X | 8.35 | EA | 0
B250P1 | Canada | CAD | MOLD,BLANK,90115 R PRICE | 276.78 | EA | 0
FLXPRW0006 | Canada | CAD | FLEXIBAR,ADV,6X32X1, RW | 386.79 | EA | 0
562010 | Canada | CAD | BLOCK,DISTRIBUTION,4 POLE | 196.95 | EA | 0
PQC50120/208 | Canada | CAD | PROTECTOR,SURGE PQC50,120 | 1630.03 | EA | 0
556950 | Canada | CAD | BRAID,PREFAB,200X23X1.5MM | 16.68 | EA | 0
GTC162C | Canada | CAD | MOLD,CABLE TO GRD ROD,VER | 276.78 | EA | 0
VSC2GW | Canada | CAD | MOLD,CABLE TO VERT STL,45 | 302.99 | EA | 0
534040ERM01 | United States | CAD | FLEXIBAR,ADV,6X50X1MM,ERM | 379.59 | EA | 1
GYR332L | Canada | CAD | MOLD,CABLE TO GRD ROD,VER | 376.08 | EA | 0
B533A2Q24 | Canada | CAD | JUMPER,ASSY,4/0 CONC 24LG | 320.8 | EA | 0
SPDM200120240D | Canada | CAD | PQI, TDX200M120240D | 6427.99 | EA | 0
XAC1K1K | Canada | CAD | MOLD,CABLE,HORZ X SAME PL | 276.78 | EA | 0
PCC1L1D | Canada | CAD | MOLD,CABLE,HORZ TAP PARAL | 276.78 | EA | 0
NCR16Y4Y2 | Canada | CAD | MOLD,CABLE TO GRD ROD,HOR | 376.08 | EA | 0
FLXPABB0099 | Canada | CAD | FLEXIBAR,ADV,3X24X1MM,ABB | 183.842 | EA | 0
ERICORE045T | Canada | CAD | DOWNCONDUCTOR,LIGHTNING, | 9312.85 | EA | 0
547920 | Canada | CAD | MOLD,MRR95D-SNCF | 52.9 | EA | 0
534029SI03 | Canada | CAD | FLEXIBAR,ADV,10X32X1MM,SI | 220.75 | EA | 0
557534 | Canada | CAD | RAIL,DIN,FIX CLIP M4,100 | 5.98 | EA | 0
SVR9G2Q | Canada | CAD | MOLD,CABLE,VERT SPLICE | 376.08 | EA | 0
GRP371L | Canada | CAD | MOLD,CABLE TO GRD ROD,VER | 304.2 | EA | 0
DT148020R | Canada | CAD | TYPE 1, 480V, 2 0 | 371.81 | EA | 0
NCF333Q | Canada | CAD | MOLD,CABLE TO GRD ROD,HOR | 659.46 | EA | 0
551070 | Canada | CAD | BUSBAR,SUPPORT,UBS,10MM T | 319.46 | EA | 0
540010 | Canada | CAD | BRAID,TINNED CU CUSTOM | 15.36 | EA | 0
TACT1Y1 | Canada | CAD | MOLD,CABLE,HORZ TEE | 276.78 | EA | 0
GT1161L | Canada | CAD | ONE-SHOT,CABLE TO GRD ROD | 27.21 | EA | 0
B103EGOL004BLK | Canada | CAD | HARDWARE ASSY,LUG & BOLT, | 91.18 | EA | 0
VLC2GLH | Canada | CAD | MOLD,CABLE TO VERT STL,HO | 276.78 | EA | 0
LK6STHDPKG | Canada | CAD | COUPLER,INTERLOK,ASS'Y,#6 | 83.78 | EA | 0
GLCEE3A | Canada | CAD | MOLD,CABLE TO LUG,HORZ SP | 276.78 | EA | 0
B104JM001 | Canada | CAD | LUG,CU,TINNED,1/2X4X6 IN, | 142.34 | EA | 0
XB43Q3Q | Canada | CAD | MOLD,CABLE,HORZ X LAPPED | 990.2 | EA | 0
XB3Y4Y4 | Canada | CAD | MOLD,CABLE,HORZ X LAPPED | 606.83 | EA | 0
534047RW30 | Canada | CAD | FLEXIBAR,ADV,8X63X1MM,RW, | 534 | EA | 0
TACV1Y5 | Canada | CAD | MOLD,CABLE,HORZ TEE | 276.78 | EA | 0
LPC206L | Canada | CAD | POINT,CU,3/8IN X 30IN | 69.1 | EA | 0
SBM2064 | Canada | CAD | GUARD,GRINDER,6 INCH WHEE | 261.68 | EA | 0
534042RW01 | Canada | CAD | FLEXIBAR,ADV,10X50X1MM,RW | 598.3 | EA | 0
EGBD14312CC2QK | Canada | CAD | BUSBAR,GRD,CU,1/4X3X12,CC | 309.4 | EA | 0
GTC14Y5 | Canada | CAD | MOLD,CABLE TO GRD ROD,VER | 276.78 | EA | 0
XLPTC2Q2QS | Canada | CAD | MOLD,CABLE,HORZ THRU PARA | 328.55 | EA | 0
XAC2G2Q | Canada | CAD | MOLD,CABLE,HORZ X SAME PL | 276.78 | EA | 0
PTC1G2Q | Canada | CAD | MOLD,CABLE,HORZ THRU PARA | 276.78 | EA | 0
TMGBA24L33PT | Canada | CAD | BAR ASSY,GRD BUS,1/4X4X24 | 429 | EA | 0
HDHSD3QREW | Canada | CAD | MOLD,CABLE TO HORZ STL, | 613 | EA | 0
GTCP200Y7 | Canada | CAD | MOLD,CABLE TO GRD ROD,VER | 276.78 | EA | 0
XBM7S7S | Canada | CAD | MOLD,CABLE,HORZ X LAPPED | 625.91 | EA | 0
ERICORE464U | Canada | CAD | DOWNCONDUCTOR,LIGHTNING, | 9999.99 | EA | 0
LPA55314 | Canada | CAD | BASE,STAMPED,AND CAP ASSE | 21.33 | EA | 0
PBK097 | Canada | CAD | BOND,KIT,RAIL,(1)LUG &(3) | 77.08 | EA | 0
GYE182GMW | Canada | CAD | MOLD,CABLE TO GRD ROD,VER | 853.76 | EA | 0
SSCY5 | Canada | CAD | MOLD,CABLE,HORZ SPLICE | 276.78 | EA | 0
GYR18T1 | Canada | CAD | MOLD,CABLE TO GRD ROD,VER | 376.08 | EA | 0
ERICORE239T | Canada | CAD | DOWNCONDUCTOR,LIGHTNING, | 159.07 | EA | 0
RBT1891HS | Canada | CAD | SPLICE,KIT,#18 T-SERIES G | 486.36 | EA | 0
585225ADV | Canada | CAD | KIT,FLEXIBAR,ADV,EATON, | 1956.84 | EA | 0
ECRH122Q5U | Canada | CAD | GROUND ROD,ASSY,KIT,12FT | 2777.76 | EA | 0
XLB399BS | Canada | CAD | CLAMP,MINI,EZ-CHANGE,W/SP | 285.44 | EA | 0
RBW346768 | Canada | CAD | CHAIN,ASSY,#41 22 1/2 IN | 45.49 | EA | 0
PCC8C8C | Canada | CAD | MOLD,CABLE, HORZ TAP PARA | 276.78 | EA | 0
PTC1T1G | Canada | CAD | MOLD,CABLE, HORZ THRU PAR | 276.78 | EA | 0
RC70 | Canada | CAD | CLAMP,REBAR,COND 8-2/0,1 | 72.92 | EA | 0
TAC1T2V | Canada | CAD | MOLD,CABLE,HORZ TEE | 276.78 | EA | 0
534058GE03B | Canada | CAD | FLEXIBAR,ADV,10X100X1,GE | 1211.43 | EA | 0
PTC2G9G | Canada | CAD | MOLD,CABLE,HORZ THRU PARA | 276.78 | EA | 0
SBRTCB6667 | Canada | CAD | TOOL,STRIP,REPLACEMENT BL | 27.57 | EA | 0
PHR2G1L | Canada | CAD | MOLD,CABLE,VERT THRU PARA | 376.08 | EA | 0
LAC9DEE | Canada | CAD | MOLD,CABLE TO BUS/LUG,HOR | 276.78 | EA | 0
RRH552Q | Canada | CAD | MOLD,CABLE TO REBAR HORZ | 484.97 | EA | 0
XBQ2P2P | Canada | CAD | MOLD,CABLE,HORZ X LAPPED, | 528.45 | EA | 0
PBWY8002RH | Canada | CAD | MOLD,CABLE,WEB BOND TO WE | 143.81 | EA | 0
OMG200C3P | Canada | CAD | OMEGA LEXAN, TDX200C, 3PH | 10.63 | EA | 0
B548A52 | Canada | CAD | MOUNTING,KIT,1/4-3/8X5-9W | 44.17 | EA | 0
TAC2G2V | Canada | CAD | MOLD,CABLE,HORZ TEE | 276.78 | EA | 0
B295X51Z55 | Canada | CAD | LABEL,ADHESIVE,TYPE 2 | 111.84 | EA | 0
FLXPLAM0105 | Canada | CAD | FLEXIBAR,ADV,3X9X0.8MM, | 184.74 | EA | 0
LPC37238 | Canada | CAD | BOLT,U,AIR TERMINAL CASTI | 56.93 | EA | 0
GRB8424 | Canada | CAD | GR BAR,1/4INX4INX24IN,56 | 123.24 | EA | 0
TAC2Q9CW | Canada | CAD | MOLD,CABLE,HORZ TEE | 355.41 | EA | 0
554350 | Canada | CAD | BRAID,EARTH,SS,50MM2,CPI | 21.79 | EA | 0
GRC181C | Canada | CAD | MOLD,CABLE TO GRD ROD,VER | 276.78 | EA | 0
XBQY4Y3 | Canada | CAD | MOLD,CABLE,HORZ X LAPPED | 528.45 | EA | 0
LAC1TEE | Canada | CAD | MOLD,CABLE TO BUS/LUG,HOR | 276.78 | EA | 0
BACEAK | Canada | CAD | MOLD,BUS BAR,HORZ SPLICE | 276.78 | EA | 0
PBB49752 | Canada | CAD | BOND,COMPOSITE 3RD RAIL F | 659.98 | EA | 0
EHLPF3KMAST | Canada | CAD | MAST,ASSY,BASE & 3M ALUM | 723.01 | EA | 0
534014TRJ01 | Canada | CAD | FLEXIBAR,ADV,6X20X1,TRJ | 191 | EA | 0
RBT1091H | Canada | CAD | SPLICE,KIT,#10 CADWELD T- | 232.71 | EA | 0
631300PLH01 | Canada | CAD | ROD,GRD,1/2,10FT,10 MILL | 54.55 | EA | 0
LJCED2G | Canada | CAD | MOLD,CABLE TO BUS/LUG,HOR | 276.78 | EA | 0
EGBA14208BB | Canada | CAD | BAR,GRD BUS,1/4 X 2 X 8 | 96.2 | EA | 0
GNR181T | Canada | CAD | MOLD,CABLE TO GRD ROD,VER | 376.08 | EA | 0
LPC628A58 | Canada | CAD | ADAPTER,CU,THRU-ROOF, | 129.49 | EA | 0
VSC9BV3C | Canada | CAD | MOLD,CABLE TO VERT STL,45 | 276.78 | EA | 0
534057EA02 | Canada | CAD | FLEXIBAR,ADV,8X100X1MM, | 152165.66 | EA | 0
B18703X | Canada | CAD | FRAME,ASSY,4X4X8 3/4-9 3/ | 363.78 | EA | 0
BWCEH | Canada | CAD | MOLD,BUS/LUG TO VERT STL, | 276.78 | EA | 0
LPC255 | Canada | CAD | POINT,CU,TUBULAR,5/8X24IN | 108.67 | EA | 0
LNEEG1V | Canada | CAD | MOLD,CABLE TO BUS/LUG,VER | 775.14 | EA | 0
RBT1418101B | Canada | CAD | MATERIAL,FILLER,#14/#18 T | 95.19 | EA | 0
EGBA14424CA | Canada | CAD | BAR,GRD BUS,1/4 X 4 X 24 | 366.6 | EA | 0
GPECEEK0241T024 | Canada | CAD | ELECTRODE,GRD PLATE,1/4 X | 1339.17 | EA | 0
T315T | Canada | CAD | TOOL KIT, TELECOM | 1733.71 | EA | 0
B540A649A | Canada | CAD | BUSBAR,COVER,1/4X6X26 PLE | 82.9 | EA | 0
GRC16Y7 | Canada | CAD | MOLD,CABLE TO GRD ROD,VER | 276.78 | EA | 0
RRH542G | Canada | CAD | MOLD,CABLE TO REBAR,HORZ | 484.97 | EA | 0
PTC2C1K | Canada | CAD | MOLD,CABLE, HORZ THRU PAR | 276.78 | EA | 0
B125C | Canada | CAD | FRAME,MAGNET,HANDLE ASSY | 68.38 | EA | 0
EGBA14216BB | Canada | CAD | BAR,GRD BUS,1/4 X 2 X 16 | 169 | EA | 0
NDF332Q | Canada | CAD | MOLD,CABLE TO GRD ROD, | 659.46 | EA | 0
RBHB18040D | Canada | CAD | BASIN,POURING,#9 HORZ. | 706.33 | EA | 0
A135A06 | Canada | CAD | PLUG,GRAPHITE,ASSY,1 7/8 | 447.66 | EA | 0
549505 | Canada | CAD | KIT, SUPPORT,BUSBAR,CABS | 90.88 | EA | 0
IP8436_B | Canada | CAD | INSTRUCTIONS, WIRING, PQD | 2.05 | EA | 0
PB80PG002M | Canada | CAD | MOLD,CABLE,HORZ THRU PARA | 906.82 | EA | 0
FLXPABB0006 | Canada | CAD | FLEXIBAR,ADV,5X100X1,ABB, | 208.934 | EA | 0
GRC182GW | Canada | CAD | MOLD,CABLE TO GRD ROD,VER | 329.2 | EA | 0
285119 | Canada | CAD | KIT,FLEXIBAR,ADV,EATON | 429.2 | EA | 0
GFC183Q | Canada | CAD | MOLD,CABLE TO GRD ROD,HOR | 276.78 | EA | 0
TAC9G9DW | Canada | CAD | MOLD,CABLE,HORZ TEE | 355.41 | EA | 0
LLCEK3Q | Canada | CAD | MOLD,CABLE TO BUS/LUG, | 276.78 | EA | 0
EGBA14412GGT | Canada | CAD | BAR,GRD ASSY,1/4 X 4 X 12 | 226.2 | EA | 0
FLXKRW0001 | Canada | CAD | KIT,FLEXIBAR,ADV,6X32X1MM | 328.06 | EA | 0
534058GE04B | Canada | CAD | FLEXIBAR,ADV,10X100X1,GE | 1288.43 | EA | 0
RDH551L | Canada | CAD | MOLD,CABLE TO REBAR,HORZ | 484.97 | EA | 0
182001 | Canada | CAD | CAT16HPE-INS, 25 MM | 10.46 | EA | 0
534048CPTM03 | Canada | CAD | FLEXIBAR,ADV,10X63X1,CPTM | 960.21 | EA | 0
TAC9F2G | Canada | CAD | MOLD,CABLE,HORZ TEE | 276.78 | EA | 0
716203 | Canada | CAD | DRILLING,TEMPLATE,RAIL,FO | 530.17 | EA | 0
LK40 | Canada | CAD | COUPLER,LENTON INTERLOK, | 197.63 | EA | 0
RBT81011A | Canada | CAD | SLEEVE,CADWELD,#8 -1 T- | 98.84 | EA | 0
TAC3D3DL | Canada | CAD | MOLD,CABLE,HORZ TEE | 300.43 | EA | 0
RDH582Q | Canada | CAD | MOLD,CABLE TO REBAR,HORZ | 484.97 | EA | 0
HDGBF22 | Canada | CAD | MOLD,GRD ROD TO ROD,RECEP | 659.46 | EA | 0
GYE169B | Canada | CAD | MOLD,CABLE TO GRD ROD,VER | 775.14 | EA | 0
XLB961A1 | Canada | CAD | FILTER,EXOLON,2 IN DIA X | 4.38 | EA | 0
PCC2G1G | Canada | CAD | MOLD,CABLE, HORZ TAP PARA | 276.78 | EA | 0
563550 | Canada | CAD | BRAID,PREFAB,150X15X1.5MM | 4.76 | EA | 0
EGBA14422BD | Canada | CAD | BAR ASSY,GRD BUS,1/4X4X22 | 338 | EA | 0
GR1181L | Canada | CAD | ONE-SHOT,CABLE TO GRD ROD | 27.21 | EA | 0
PB13ST1HLH | Canada | CAD | MOLD,CABLE TO RAIL,HORZ T | 271.52 | EA | 0
LPP743 | Canada | CAD | PROTECTOR,PVC,CABLE,TO | 37.92 | EA | 0
A928C024 | Canada | CAD | NUT,HEX,JAM,5/8-18,LEFT H | 1.7 | EA | 0
RDM522L | Canada | CAD | MOLD,CABLE TO REBAR,HORZ | 844.84 | EA | 0
RGC52Y3 | Canada | CAD | MOLD,CABLE TO REBAR,HORZ | 276.78 | EA | 0
SBTBT6A | Canada | CAD | WELDER,BOND,3/16 6 1/2 LO | 477.02 | EA | 0
EGBA14432CC | Canada | CAD | BAR,GRD BUS,1/4 X 4 X 32 | 481 | EA | 0
CAHCA1HC | Canada | CAD | MOLD,CABLE TO HORZ STL,HO | 168.64 | EA | 0
B2516BLH | Canada | CAD | HINGE ASSY,HOLDER, | 34.37 | EA | 0
GNR141V | Canada | CAD | MOLD,CABLE TO GRD ROD,VER | 376.08 | EA | 0
PB10SS3D | Canada | CAD | MOLD,CABLE,HORZ SPLICE | 271.52 | EA | 0
XACT3 | Canada | CAD | MOLD,CABLE,HORZ X SAME PL | 276.78 | EA | 0
534053PDI17 | Canada | CAD | FLEXIBAR,ADV,10X80X1,PDI | 945.2 | EA | 0
EL32S5AQMG | Canada | CAD | COUPLER,LENTON,STRAIGHT, | 129.69 | EA | 0
XLGRC182G | Canada | CAD | MOLD,CABLE TO GRD ROD,VER | 328.55 | EA | 0
PB10HS2W | Canada | CAD | MOLD,CABLE TO HORZ STL,HO | 199.84 | EA | 0
RBTSB15045D | Canada | CAD | BASIN,POURING,#9 HORZ. TO | 713.05 | EA | 0
SSC3G | Canada | CAD | MOLD,CABLE,HORZ SPLICE | 276.78 | EA | 0
RRH602Q | Canada | CAD | MOLD,CABLE TO REBAR,HORZ | 484.97 | EA | 0
LPC371L38 | Canada | CAD | MOUNT,PIPE,HORIZONTAL CAS | 95.51 | EA | 0
RBT11101HA | Canada | CAD | SLEEVE,CADWELD,#11 T-SERI | 141.8 | EA | 0
534034FL01 | Canada | CAD | FLEXIBAR,ADV,6X40X1,FL | 377.12 | EA | 0
EL36S4 | Canada | CAD | COUPLER,LENTON,STRAIGHT, | 77.83 | EA | 0
TDX100M480D | Canada | CAD | PROTECTOR,SURGE,TDX100M,3 | 1845.25 | EA | 0
XLSCB6001A | Canada | CAD | WELD,METAL,ALLOY F80 EXOL | 158.31 | EA | 0
EL36P8EG | Canada | CAD | COUPLER,LENTON POSITION, | 218.31 | EA | 0
155310EMT01 | Canada | CAD | ROD,GRD,5/8X1.5M,CU BOND, | 87.33 | EA | 0
563830 | Canada | CAD | BLOCK,DISTRIBUTION,MULTI | 60.79 | EA | 0
EL32A2D6 | Canada | CAD | COUPLER,LENTON,#10 TERMIN | 95.79 | EA | 0
RRC53X4 | Canada | CAD | MOLD,CABLE TO REBAR,HORZ | 276.78 | EA | 0
HAA1L7C | Canada | CAD | MOLD,CABLE TO HORZ STL,HO | 168.64 | EA | 0
LAC2FDE | Canada | CAD | MOLD,CABLE TO BUS/LUG,HOR | 276.78 | EA | 0
HDPTD9H9F | Canada | CAD | MOLD,CABLE, HORZ THRU PAR | 586.79 | EA | 0
LPC371L12 | Canada | CAD | MOUNT,PIPE,HORIZONTAL CAS | 103.86 | EA | 0
CAPCT1H1H | Canada | CAD | MOLD,CABLE, HORZ TAP PARA | 269.61 | EA | 0
PB13NC182Q2G | Canada | CAD | MOLD,CABLE TO GRD ROD,HOR | 271.52 | EA | 0
625850 | Canada | CAD | ROD,GRD,5/8X5,CU BOND | 37.57 | EA | 0
ELMRT100 | Canada | CAD | THREADER,LENTON,MID RANGE | 210676.66 | EA | 0
SSCL9 | Canada | CAD | MOLD,CABLE,HORZ SPLICE | 276.78 | EA | 0
561720 | Canada | CAD | METAL SPACER M5 X 50 | 1.6 | EA | 0
PB13NC182Q | Canada | CAD | MOLD,CABLE TO GRD ROD,HOR | 271.52 | EA | 0
PTDY0Y0 | Canada | CAD | MOLD,CABLE, HORZ THRU PAR | 586.79 | EA | 0
SSGRDN10 | Canada | CAD | DRIVE NUT,1 IN,SS | 36.34 | EA | 0
LPC30558V | Canada | CAD | BASE,CU,VERT MOUNT,5/8 IN | 60.37 | EA | 0
ZCCSS29 | Canada | CAD | MOLD,CABLE,HORZ SPLICE,NO | 276.78 | EA | 0
545896 | Canada | CAD | KIT,STOP,EJECTION,SHORT | 48.83 | EA | 0
534025AM01 | Canada | CAD | FLEXIBAR,ADV,4X32X1MM,AM, | 158.95 | EA | 0
LPA670 | Canada | CAD | STRAP,AL,CABLE HOLDER, | 86.35 | EA | 0
SBS8INORG | Canada | CAD | BOND STRAND,INSUL,S8 3/16 | 2.91 | EA | 0
LPC201B | Canada | CAD | POINT,CU,BARE,3/8IN X 10I | 32.44 | EA | 0
B295X51Z75 | Canada | CAD | LABEL,ADHESIVE,TYPE 2 | 121.9 | EA | 0
550781 | Canada | CAD | BUSBAR,GRD,CU,3/8X6X72 IN | 1712.26 | EA | 0
615863 | Canada | CAD | ROD,GRD,5/8X6,CU BONDED | 46.2 | EA | 0
PBWT202G | Canada | CAD | WELDER ASSY,RAIL,PAIR,2/0 | 827.79 | EA | 0
PTC4L1T | Canada | CAD | MOLD,CABLE, HORZ THRU PAR | 276.78 | EA | 0
LPC227ST | Canada | CAD | POINT,CU,BLUNT,1/2IN X | 138.1 | EA | 0
615800LH01 | Canada | CAD | ROD,GRD,5/8X10,CU BONDED | 60.32 | EA | 0
PTC2L1D | Canada | CAD | MOLD,CABLE,HORZ THRU PARA | 276.78 | EA | 0
CAVHT1L16 | Canada | CAD | MOLD,CABLE,TO VERT CAST I | 269.61 | EA | 0
HDGTC162LW | Canada | CAD | MOLD,CABLE TO GRD ROD,VER | 355.41 | EA | 0
PTC1H2Q | Canada | CAD | MOLD,CABLE,HORZ THRU PARA | 276.78 | EA | 0
EL36CIPS | Canada | CAD | PROTECTOR,THREAD,INTERNAL | 0.54 | EA | 0
LPLC464 | Canada | CAD | JUMPER,LEAD,COVERED,EYE | 539.68 | EA | 0
SBB201 | Canada | CAD | ENGINE,BRIGGS&STRATTON, | 1736.05 | EA | 0
NCR332L | Canada | CAD | MOLD,CABLE TO GRD ROD,HOR | 376.08 | EA | 0
545670 | Canada | CAD | BUSBAR,HYDRAULIC,BENDER | 9999.99 | EA | 0
HDPCC2G2Q | Canada | CAD | MOLD,CABLE,HORZ TAP PARAL | 276.78 | EA | 0
EGBA14312MM | Canada | CAD | BAR,GRD BUS,1/4 X 3 X 12 | 163.8 | EA | 0
TGBA24L14PT | Canada | CAD | BAR ASSY,GRD BUS,1/4X2X24 | 304.2 | EA | 0
RHC532L | Canada | CAD | MOLD,CABLE TO REBAR,HORZ | 276.78 | EA | 0
FLXPABB0055 | Canada | CAD | FLEXIBAR,ADV,6X100X1,ABB | 732.457 | EA | 0
LPC37112 | Canada | CAD | MOUNT,PIPE,HORIZONTAL CAS | 84.24 | EA | 0
GYE182B | Canada | CAD | MOLD,CABLE TO GRD ROD,VER | 775.14 | EA | 0
XBQ2Q9F | Canada | CAD | MOLD,CABLE,HORZ X LAPPED, | 528.45 | EA | 0
EGBA14418LL | Canada | CAD | BAR,GRD BUS,1/4 X 4 X 18 | 280.8 | EA | 0
TAC3A2Q | Canada | CAD | MOLD,CABLE,HORZ TEE | 276.78 | EA | 0
558440 | Canada | CAD | KIT,CONTACT,HARDWARE,M12X | 2.68 | EA | 0
534039ABB07 | Canada | CAD | FLEXIBAR,ADV,5X50X1,ABB | 110.67 | EA | 0
SST1X | Canada | CAD | MOLD,CABLE,HORZ SPLICE | 269.61 | EA | 0
563940 | Canada | CAD | BLOCK,4,POLE DISTRIBUTION | 77.75 | EA | 0
TAC1L1H | Canada | CAD | MOLD,CABLE,HORZ TEE | 276.78 | EA | 0
SPDS200240D | Canada | CAD | PQI, TDX200S240D | 5414.57 | EA | 0
534041PHM28 | Canada | CAD | FLEXIBAR,ADV,8X50X1MM,PHM | 447.02 | EA | 0
LAD4YJK | Canada | CAD | MOLD,CABLE TO BUS/LUG, | 586.79 | EA | 0
534010GE01 | Canada | CAD | FLEXIBAR,ADV,2X20X1MM,GE, | 36.36 | EA | 0
GR1161GPLUS | Canada | CAD | ONE-SHOT,CABLE TO GRD ROD | 24.47 | EA | 0
561810 | Canada | CAD | METAL SPACER M6 X 60 | 2 | EA | 0
RBT67101H | Canada | CAD | SPLICE,KIT,#6/#7 CADWELD | 207.45 | EA | 0
534034GE52 | Canada | CAD | FLEXIBAR,ADV,6X40X1MM,GE, | 309.96 | EA | 0
GGC2V12 | Canada | CAD | MOLD,CABLE TO GRD ROD,HOR | 276.78 | EA | 0
561740 | Canada | CAD | METAL SPACER M5 X 70 | 2.29 | EA | 0
534026L3M | Canada | CAD | FLEXIBAR,BUSBAR,MTO, | 390.41 | EA | 0
GRC162Q | Canada | CAD | MOLD,CABLE TO GRD ROD,VER | 276.78 | EA | 0
534042RCB03 | Canada | CAD | FLEXIBAR,ADV,10X50X1MM,RC | 619.84 | EA | 0
LPC304L58 | Canada | CAD | PLATE,STAMPED,AIR TERMINA | 60.33 | EA | 0
FLXPAPG0012 | Canada | CAD | FLEXIBAR,ADV,4X80X1MM,APG | 227 | EA | 0
PTC2P1V | Canada | CAD | MOLD,CABLE,HORZ THRU PARA | 276.78 | EA | 0
534118 | Canada | CAD | BUSBAR,FLEXIBLE,ADVANCED, | 247.08 | EA | 0
534001LAM10 | Canada | CAD | FLEXIBAR,ADV,3X9X0.8,LAM | 244.95 | EA | 0
LPC401CTO | Canada | CAD | CABLE,CU,ROPELAY,28 STRA | 12.81 | EA | 0
534055L3MP | Canada | CAD | FLEXIBAR,BUSBAR,MTO, | 99999.99 | EA | 0
XAC3A3A | Canada | CAD | MOLD,CABLE,HORZ LAPPED UN | 276.78 | EA | 0
PTC3A2Q | Canada | CAD | MOLD,CABLE, HORZ THRU PAR | 276.78 | EA | 0
A928B012 | Canada | CAD | NUT,HEX,1/4-20 STL | 0.03 | EA | 0
SLP1RJ11 | Canada | CAD | PROTECTOR,DATA,SECONDARY, | 291.94 | EA | 0
LPC535L | Canada | CAD | PLATE,CU,STAMPED,CURVED | 47.75 | EA | 0
VBCY1 | Canada | CAD | MOLD,CABLE TO VERT STL,VE | 276.78 | EA | 0
CASST1V1H | Canada | CAD | MOLD,CABLE,HORZ SPLICE | 269.61 | EA | 0
EHL34C1K | Canada | CAD | CONNECTOR,COMPRESSION,CU, | 41.09 | EA | 0
CAGRP162C | Canada | CAD | MOLD,CABLE TO GRD ROD,VER | 304.14 | EA | 0
ERICORE110U | Canada | CAD | DOWNCONDUCTOR,LIGHTNING, | 18213.68 | EA | 0
PBK113 | Canada | CAD | KIT,BOND,POWER | 78.05 | EA | 0
558593 | Canada | CAD | BRAID,SHUNT,INSULATED,IBS | 32.5 | EA | 0
GRC181LW | Canada | CAD | MOLD,CABLE TO GRD ROD,VER | 329.2 | EA | 0
VBC9FV6 | Canada | CAD | MOLD,CABLE TO VERT STL,VE | 276.78 | EA | 0
GQR312Q | Canada | CAD | MOLD,CABLE TO GRD ROD,VER | 376.08 | EA | 0
EZGEM25 | Canada | CAD | GROUNDING,MATL, | 24.57 | EA | 0
534026 | Canada | CAD | FLEXIBAR,TINNED,ADVANCED, | 260.27 | EA | 0
ERICORE191U | Canada | CAD | DOWNCONDUCTOR,LIGHTNING, | 31625.56 | EA | 0
PB10HS4T | Canada | CAD | MOLD,CABLE TO HORZ STL,HO | 271.52 | EA | 0
EGBA14220HH | Canada | CAD | BAR ASSY,GRD BUS,1/4 X 2 | 205.4 | EA | 0
EL14CIPS | Canada | CAD | PROTECTOR,THREAD,INTERNAL | 0.18 | EA | 0
MBT01 | Canada | CAD | MOLD,BLANK,90115 H PRICE | 269.61 | EA | 0
GLCCES6 | Canada | CAD | MOLD,CABLE TO LUG,HORZ SP | 276.78 | EA | 0
EL36A2ESWICP | Canada | CAD | COUPLER,LENTON,#11 EPOXY | 96.66 | EA | 0
EL12P14L | Canada | CAD | COUPLER,LENTON,P14L,12MM, | 78.1 | EA | 0
VTC2Q2 | Canada | CAD | MOLD,CABLE TO VERT STL,HO | 276.78 | EA | 0
557310 | Canada | CAD | BRAID,CU,TINNED, 25 M LG, | 30.02 | MR | 0
VSCY4 | Canada | CAD | MOLD,CABLE TO VERT STL,45 | 276.78 | EA | 0
ECRV101T2U | Canada | CAD | GROUND ROD,ASSY,KIT,10FT, | 1952.65 | EA | 0
DFFEHLH | Canada | CAD | MOLD,BUS TO VERT STL,HORZ | 659.46 | EA | 0
EGBA12224NN | Canada | CAD | BAR,GRD BUS,1/2 X 2 X 24 | 522.6 | EA | 0
GJC161T | Canada | CAD | MOLD,CABLE TO GRD ROD,HOR | 276.78 | EA | 0
GPECNED096 | Canada | CAD | ELECTRODE,GRD PLATE,1/4 X | 487.85 | EA | 0
534020SER03 | Canada | CAD | FLEXIBAR,ADV,6X24X1MM,SER | 101.52 | EA | 0
LPA677 | Canada | CAD | STRAP,AL,CABLE TO PIPE | 77.4 | EA | 0
FJ9C001B30 | Canada | CAD | JUMPER,SWAGED,7/#7 CW 30 | 84.71 | EA | 0
DSD12 | Canada | CAD | DIVERTER,SURGE,12V,500A,1 | 49.19 | EA | 0
XBV7S7S | Canada | CAD | MOLD,CABLE,HORZ X LAPPED | 1215.58 | EA | 0
VTC1T2 | Canada | CAD | MOLD,CABLE TO VERT STL, | 276.78 | EA | 0
PBC12J9B | Canada | CAD | BOND,RAIL C,2/0 RLAY 9 LO | 44.94 | EA | 0
534032PMR01 | Canada | CAD | FLEXIBAR,ADV,4X40X1,PMR | 102.41 | EA | 0
EL32SASA3000 | Canada | CAD | COUPLER,LENTON,SASA,DBL | 166.06 | EA | 0
534041PHM12 | Canada | CAD | FLEXIBAR,ADV,8X50X1MM,PHM | 332.58 | EA | 0
XAC2V1Y | Canada | CAD | MOLD,CABLE TO REBAR,VERT | 276.78 | EA | 0
LPA55338 | Canada | CAD | BASE,STAMPED,AND CAP ASSE | 22.44 | EA | 0
SBA258A1 | Canada | CAD | CLIP,RETAINER,TRACK CIRCU | 15.2 | EA | 0
CA65PLUSF33 | Canada | CAD | CADWELD PLUS,#65,F33 | 16.54 | EA | 0
559684 | Canada | CAD | INS,2-1/8,1/2-13 X 5/8 | 6.92 | EA | 0
534040PY03 | Canada | CAD | FLEXIBAR,ADV,6X50X1MM,PY, | 293.24 | EA | 0
534027L3M | Canada | CAD | FLEXIBAR,ADV,6X32X1MM,3M, | 453.73 | EA | 0
433415 | Canada | CAD | ROD,GRD,3/4X1.5M,CU CLAD | 38.77 | EA | 0
GFCY4DBG | Canada | CAD | MOLD,CABLE TO GRD ROD,HOR | 276.78 | EA | 0
IH1324A | Canada | CAD | ENCLOSURE,INSPECTION,W/CO | 890.7 | EA | 0
ML4 | Canada | CAD | COUPLER,QUICK-WEDGE,#4 | 19.54 | EA | 0
LLCEK2P | Canada | CAD | MOLD,CABLE TO BUS/LUG,VER | 276.78 | EA | 0
PB80DSS7JKM | Canada | CAD | MOLD,CABLE TO UC LUG,HORZ | 906.82 | EA | 0
VBC1VV1 | Canada | CAD | MOLD,CABLE TO VERT STL,VE | 276.78 | EA | 0
534027AB15 | Canada | CAD | FLEXIBAR,ADV,6X32X1MM,AB, | 342.11 | EA | 0
EL25CPPSW | Canada | CAD | LENTON,PLUG,PLASTIC,STEEL | 7.63 | EA | 0
EL22CFF | Canada | CAD | PROTECTOR,LENTON,STEEL | 2.71 | EA | 0
LAC1VCE | Canada | CAD | MOLD,CABLE TO BUS/LUG,HOR | 276.78 | EA | 0
615880UPC | Canada | CAD | ROD,GRD,5/8X8,CU BONDED | 50.57 | EA | 0
TAC2Q9G | Canada | CAD | MOLD,CABLE,HORZ TEE | 276.78 | EA | 0
TAC3Q1Y | Canada | CAD | MOLD,CABLE,HORZ TEE | 276.78 | EA | 0
PB10LA1GDE | Canada | CAD | MOLD,CABLE TO BUS/LUG,HOR | 271.52 | EA | 0
EGBA14224EE | Canada | CAD | BAR,GRD BUS,1/4 X 2 X 24 | 241.8 | EA | 0
TAC2C2L | Canada | CAD | MOLD,CABLE,HORZ TEE | 276.78 | EA | 0
ECRH102G4DB | Canada | CAD | GROUND ROD,ASSY,10 FT,HOR | 1802.5 | EA | 0
RRC511L | Canada | CAD | MOLD,CABLE TO REBAR,HORZ | 276.78 | EA | 0
PB13GY182Q | Canada | CAD | MOLD,CABLE TO GRD ROD,VER | 271.52 | EA | 0
LK5ES | Canada | CAD | COUPLER,LENTON INTERLOK, | 100.11 | EA | 0
EGBA14324AA | Canada | CAD | BAR,GRD BUS,1/4 X 3 X 24 | 304.2 | EA | 0
B2132Q36 | Canada | CAD | BOND,JUMPER LUG,3/16 X 1 | 113.85 | EA | 0
VGC1V | Canada | CAD | MOLD,CABLE TO VERT STL,HO | 276.78 | EA | 0
VSC9JV3 | Canada | CAD | MOLD,CABLE TO VERT STL,45 | 276.78 | EA | 0
LMCGG2Q | Canada | CAD | MOLD,CABLE TO BUS/LUG,VER | 276.78 | EA | 0
EL32CIPPBG50 | Canada | CAD | PROTECTOR,THREAD,A12 THD, | 0.94 | EA | 0
VBR3QHQ | Canada | CAD | MOLD,CABLE TO VERT STL, | 376.08 | EA | 0
GTC141V | Canada | CAD | MOLD,CABLE TO GRD ROD,VER | 276.78 | EA | 0
B922CC38B | Canada | CAD | LUG,CU,1/8 X 5/8,(2)3/8 | 19.93 | EA | 0
PQLA4801P | Canada | CAD | POWERLOGICS, PRIVATE | 923.2 | EA | 0
HDPTC3A2QW | Canada | CAD | MOLD,CABLE, HORZ THRU PAR | 329.2 | EA | 0
SSCT1 | Canada | CAD | MOLD,CABLE,HORZ SPLICE | 276.78 | EA | 0
PB12GLEGS6 | Canada | CAD | MOLD,CABLE TO LUG,HORZ SP | 199.84 | EA | 0
RBM2767100E | Canada | CAD | FITTING,CADWELD,#9/#10 EN | 200.96 | EA | 0
GTT14A1H | Canada | CAD | MOLD,CABLE TO GRD ROD,VER | 269.61 | EA | 0
RHH552G | Canada | CAD | MOLD,CABLE TO REBAR,HORZ | 484.97 | EA | 0
LPC516 | Canada | CAD | SPLICE,CU,CAST,CABLE, | 27.24 | EA | 0
A238FF2S12RH | Canada | CAD | CLAMP,FENCE,4/0 X 12 IN | 689.61 | EA | 0
CASST1351L | Canada | CAD | MOLD,CABLE,HORZ SPLICE | 269.61 | EA | 0
559620 | Canada | CAD | INS,1-1/4,1/4-20 X5/16 | 1.59 | EA | 0
GPECEEK0242Q060 | Canada | CAD | ELECTRODE,GRD PLATE,1/4 X | 1350 | EA | 0
PTC1V1H | Canada | CAD | MOLD,CABLE, HORZ THRU PAR | 276.78 | EA | 0
XBZ3Q2Q | Canada | CAD | MOLD,CABLE,HORZ X LAPPED | 793.75 | EA | 0
TACY0Y3 | Canada | CAD | MOLD,CABLE,HORZ TEE | 276.78 | EA | 0
NDR16Y6Y2 | Canada | CAD | MOLD,CABLE TO GRD ROD,HOR | 376.08 | EA | 0
LU43TDR14D | Canada | CAD | LENTON ULTIMATE,ANCHOR, | 158.91 | EA | 0
PQC200120/208 | Canada | CAD | PROTECTOR,SURGE,PQC200,12 | 4890.08 | EA | 0
534039SI02 | Canada | CAD | FLEXIBAR,ADV,5X50X1MM,SI, | 141.23 | EA | 0
SBS8TLINS664ORG | Canada | CAD | BOND STRAND,ORG INSUL,S8 | 3.65 | EA | 0
SBPAJ360 | Canada | CAD | BOND,PLUG,JUMPER 3/16 SIG | 22.46 | EA | 0
PBW32W9B | Canada | CAD | BOND,WEB,STUB END 250 RLA | 54.63 | EA | 0
PTC8D1V | Canada | CAD | MOLD,CABLE,HORZ THRU PARA | 276.78 | EA | 0
LPC124L500 | Canada | CAD | CABLE,CU,SMOOTH WEAVE,40 | 12.29 | FT | 0
GLCEG1V | Canada | CAD | MOLD,CABLE TO LUG,HORZ SP | 276.78 | EA | 0
815760 | Canada | CAD | GROUND ROD, GALV, POINTED | 140.52 | EA | 0
SRF1125N | Canada | CAD | SRF,N-SERIES, 1PH,125A,24 | 4047.9 | EA | 0
534040ERM07 | United States | CAD | FLEXIBAR,ADV,6X50X1MM,ERM | 262.18 | EA | 1
554346 | Canada | CAD | BRAID,EARTH,SS,50MM2,CPI | 32.96 | EA | 0
PQDM3333S277 | Canada | CAD | PQDM-12-1P-277V, FSPM3333 | 5874.56 | EA | 0
SBB2703P10B | Canada | CAD | EPP,PANEL,HORIZ ASSY,RACK | 450.26 | EA | 0
SBTBB3412 | Canada | CAD | BOND KIT,BOOTLEG,3/16 12 | 11.1 | EA | 0
EGBA14260BB | Canada | CAD | BAR,GRD BUS,1/4 X 2 X 60 | 581.1 | EA | 0
ZZERT_FINE | Canada | CAD | MISC ERITECH CUSTOMER FIN | 139749.99 | EA | 0
534031PHM03 | Canada | CAD | FLEXIBAR,ADV,3X40X1MM,PHM | 260.55 | EA | 0
EGBA14324GG | Canada | CAD | BAR,GRD BUS,1/4 X 3 X 24 | 304.2 | EA | 0
EGBA14106NN | Canada | CAD | BAR,GRD BUS,1/4 X 1 X 06 | 62.4 | EA | 0
LJCFALY8 | Canada | CAD | MOLD,CABLE TO BUS/LUG,HOR | 276.78 | EA | 0
SRF3500N | Canada | CAD | SRF,N-SERIES, 3PH,500A, | 18188.24 | EA | 0
XLVVR2Q | Canada | CAD | MOLD,CABLE TO VERT STL, | 1041.46 | EA | 0
62341M4CATU | Canada | CAD | CU/ST GR,17.3MM,350MCRN | 199.42 | EA | 0
534035DSN01 | Canada | CAD | FLEXIBAR,ADV,8X40X1MM DSN | 136.18 | EA | 0
LPC30212 | Canada | CAD | BASE,CABLE,AND AIR TERMIN | 52.29 | EA | 0
BBCPAL | Canada | CAD | MOLD,BUS BAR,HORZ SPLICE | 276.78 | EA | 0
TACY5Y5 | Canada | CAD | MOLD,CABLE,HORZ TEE | 276.78 | EA | 0
LAC4LEH | Canada | CAD | MOLD,CABLE TO BUS/LUG,HOR | 276.78 | EA | 0
SDRR95 | Canada | CAD | WELDER,RAIL,ASSEMBLY | 866.29 | EA | 0
561175 | Canada | CAD | BLOCK,POWER,SB2C2C1000AL | 155.03 | EA | 0
PB19GY182G | Canada | CAD | MOLD,CABLE TO GRD ROD,VER | 559.65 | EA | 0
LLCEG1V | Canada | CAD | MOLD,CABLE TO BUS/LUG,VER | 276.78 | EA | 0
SSC2VW | Canada | CAD | MOLD,CABLE,HORZ SPLICE | 329.2 | EA | 0
PB10VS3D | Canada | CAD | MOLD,CABLE TO VERT STL,45 | 199.84 | EA | 0
RBB692B | Canada | CAD | MATERIAL,FILLER,GROUP | 39.06 | EA | 0
RBF195 | Canada | CAD | MATERIAL,FILLER,REBAR FER | 93.63 | EA | 0
PB72QVJH85A001 | Canada | CAD | MOLD,CABLE TO LUG,HORZ TA | 476.13 | EA | 0
VFRY4 | Canada | CAD | MOLD,CABLE TO VERT STL,VE | 376.08 | EA | 0
DT230010R | Canada | CAD | TYPE 2, 300V, 1 0 | 114.23 | EA | 0
508112 | Canada | CAD | COPPER,BUSBAR, | 180.71 | EA | 0
S07F | Canada | CAD | SLEEVE,CU,FLARED,250 RLAY | 1.55 | EA | 0
TSF6A120VSC | Canada | CAD | TSF SOCO POWERLOSS / FLAT | 611.05 | EA | 0
ERICORE003T | Canada | CAD | DOWNCONDUCTOR,LIGHTNING, | 2149.93 | EA | 0
LPC1341000M | Canada | CAD | CABLE,CU,CONC,2/0,19STR, | 41.47 | MR | 0
B801E003 | Canada | CAD | CABLE,ASSY,SURFACE,2 IN | 150.25 | EA | 0
EHL58C1KSAMP | Canada | CAD | HAMMERLOCK,CU,5/8 GRD ROD | 215.75 | EA | 0
ESB10 | Canada | CAD | CONNECTOR,SPLIT BOLT,SIL | 3.72 | EA | 0
534011ABB01 | Canada | CAD | FLEXIBAR,ADV,3X20X1,ABB | 24.56 | EA | 0
534019LAM09 | Canada | CAD | FLEXIBAR,ADV,5X24X1MM,LAM | 511.23 | EA | 0
A927F186 | Canada | CAD | BOLT,HEX HEAD,5/16-18 X 3 | 1.57 | EA | 0
ERICORE082T | Canada | CAD | DOWNCONDUCTOR,LIGHTNING, | 15168.06 | EA | 0
GLCDEY6 | Canada | CAD | MOLD,CABLE TO LUG,HORZ SP | 276.78 | EA | 0
545811 | Canada | CAD | DIE,TOOL,11MM | 194.48 | EA | 0
RCE512L | Canada | CAD | MOLD,CABLE TO REBAR,VERT | 775.14 | EA | 0
PTCY8Y8 | Canada | CAD | MOLD,CABLE, HORZ THRU PAR | 276.78 | EA | 0
534057L3M | Canada | CAD | FLEXIBAR,ADV,8X100X1MM,3M | 2106.18 | EA | 0
VSC1K | Canada | CAD | MOLD,CABLE TO VERT STL,45 | 276.78 | EA | 0
ELFG25CA | Canada | CAD | LENTON,BAR END GAGE,FIELD | 193.16 | EA | 0
EGBA12448NN | Canada | CAD | BAR,GRD BUS,1/2 X 4 X 48 | 1158.3 | EA | 0
SBB343A | Canada | CAD | MOLD,BOND,XS 3/16 X 3/4 T | 51.01 | EA | 0
PTC1V1T | Canada | CAD | MOLD,CABLE, HORZ THRU PAR | 276.78 | EA | 0
534439 | Canada | CAD | IBSB ADV 185-830-10-12 | 170.52 | EA | 0
VSC2PV3C | Canada | CAD | MOLD,CABLE TO VERT STL,45 | 276.78 | EA | 0
LPC663CTO | Canada | CAD | ROD,CU,THREADED,5/8IN DIA | 14.35 | EA | 0
XBM8D8D | Canada | CAD | MOLD,CABLE,HORZ X LAPPED | 844.84 | EA | 0
B135 | Canada | CAD | MOLD,SUPPORT,CLAMP,ASSY | 153.83 | EA | 0
PBWT203SRH | Canada | CAD | WELDER ASSY,RAIL,500 RLAY | 521.81 | EA | 0
GBJGT182CR1 | Canada | CAD | MOLD,GRD ROD TO RECEPTACL | 1147.17 | EA | 0
HTC2L | Canada | CAD | MOLD,CABLE TO HORZ STL,HO | 276.78 | EA | 0
EL28A2N | Canada | CAD | COUPLER,LENTON,SOURCED,A2 | 37.69 | EA | 0
615800LP | Canada | CAD | GR ROD, PTD, CU-BOND, NOM | 62.74 | EA | 0
LU12FT12D | Canada | CAD | LENTON ULTIMATE,FEMALE, | 9.61 | EA | 0
GTC181Y | Canada | CAD | MOLD,CABLE TO GRD ROD,VER | 276.78 | EA | 0
HDVSC1T | Canada | CAD | MOLD,CABLE TO VERT STL,45 | 276.78 | EA | 0
PBR2Q2Q | Canada | CAD | MOLD,CABLE,VERT PARALLEL | 379.57 | EA | 0
B922CC14B | Canada | CAD | LUG,CU,1/8 X 5/8,(2)1/4 | 18.95 | EA | 0
LPC124LCTO | Canada | CAD | CABLE,CU,SMOOTHWEAVE, | 13.66 | EA | 0
RBT11101HS | Canada | CAD | SPLICE,KIT,#11 CADWELD T- | 268.05 | EA | 0
GTC18Y4 | Canada | CAD | MOLD,CABLE TO GRD ROD,VER | 276.78 | EA | 0
SSD4Y | Canada | CAD | MOLD,CABLE,HORZ SPLICE | 586.79 | EA | 0
SBPAJP42 | Canada | CAD | BOND,PLUG,DS1 42 LONG | 20.84 | EA | 0
LJCEALY6L | Canada | CAD | MOLD,CABLE TO BUS/LUG,HOR | 276.78 | EA | 0
CACHAADCB | Canada | CAD | MOLD,CABLE TO HORZ STL,HO | 168.64 | EA | 0
WT2SCMV00.7 | Canada | CAD | RECEPTOR ASSY, SIDE, | 462.23 | EA | 0
SVR2C | Canada | CAD | MOLD,CABLE,VERT SPLICE | 376.08 | EA | 0
PHR2Q1T | Canada | CAD | MOLD,CABLE,VERT THRU PARA | 376.08 | EA | 0
RBT81011B | Canada | CAD | MATERIAL,FILLER,#8 -1 T | 45.74 | EA | 0
SBPAJB72 | Canada | CAD | BOND,PLUG,S5 72 LONG | 24.61 | EA | 0
EL16P14LES | Canada | CAD | COUPLER,POSITION,ASSY | 120.76 | EA | 0
VTC1L | Canada | CAD | MOLD,CABLE TO VERT STL,HO | 276.78 | EA | 0
NCR161H | Canada | CAD | MOLD,CABLE TO GRD ROD,HOR | 376.08 | EA | 0
HDGTC222G | Canada | CAD | MOLD,CABLE TO GRD ROD,VER | 276.78 | EA | 0
549531 | Canada | CAD | ASM CABS HARDWARE | 137.7 | EA | 0
559682 | Canada | CAD | INSULATOR,2,5/16-18 X 1/2 | 5.66 | EA | 0
CATPDCM | Canada | CAD | BRACKET,HOOK,SUPPORT FOR | 11.49 | EA | 0
B136D | Canada | CAD | MOLD,CLEANER,ASSY | 11.17 | EA | 0
633483 | Canada | CAD | ROD,GRD,3/4X8,CU BONDED, | 79.33 | EA | 0
TACY7Y1 | Canada | CAD | MOLD,CABLE,HORZ TEE | 276.78 | EA | 0
RRA531D | Canada | CAD | MOLD,CABLE TO REBAR,HORZ | 168.64 | EA | 0
MBB18CCL | Canada | CAD | MOLD,BLANK,4 X 4 X 8 1/2 | 462.79 | EA | 0
VVR2GV3C | Canada | CAD | MOLD,CABLE TO VERT STL, | 376.08 | EA | 0
M2412CX | Canada | CAD | FRAME,ASSY,3 PC,WITH BACK | 224.46 | EA | 0
PB63SCP9X9 | Canada | CAD | MOLD,CABLE,HORZ SPLICE | 476.13 | EA | 0
EL43T36P14L | Canada | CAD | COUPLER,LENTON,POSITION, | 226.91 | EA | 0
EL20SAQSP004 | Canada | CAD | COUPLER,LENTON,SPECIAL,SA | 79.91 | EA | 0
SBCS0810 | Canada | CAD | CLAMP ASSY, BEAM | 23.89 | EA | 0
534029ABB14 | Canada | CAD | FLEXIBAR,ADV,10X32X1,ABB, | 162.11 | EA | 0
LPC423 | Canada | CAD | POINT,CU,BARE,INDUSTRIAL | 247.98 | EA | 0
S90-04-08 | Canada | CAD | TDS150M560A | 112.94 | EA | 0
EGBA14614JJ | Canada | CAD | BAR,GRD BUS,1/4 X 6 X 14 | 346.91 | EA | 0
SBRT36100139 | Canada | CAD | TOOL,STRIP,3/16X4,6SOLX11 | 226.1 | EA | 0
FJ2Q72 | Canada | CAD | JUMPER,SWAGED,4/0 CONC 72 | 270.82 | EA | 0
HSC8D | Canada | CAD | MOLD,CABLE TO HORZ STL,HO | 276.78 | EA | 0
CC5A05CBSAMP | Canada | CAD | CABLE,COMP,THFT DET | 9.61 | EA | 0
LAC3AEEW | Canada | CAD | MOLD,CABLE TO BUS/LUG,HOR | 302.99 | EA | 0
534018ABB21 | Canada | CAD | FLEXIBAR,ADV,4X24X1MM,ABB | 209.29 | EA | 0
FLXPLAM0067 | Canada | CAD | FLEXIBAR,ADV,2X15.5X0.8MM | 318.36 | EA | 0
ELPG3.50 | Canada | CAD | LENTON,PROFILE GAGE, | 144.88 | EA | 0
TP-SGAP-008 | Canada | CAD | SPARKGAP RAIL, 18V 3 TERM | 340.85 | EA | 0
PB71LS3B001 | Canada | CAD | MOLD,CABLE,TO BUS/LUG,HOR | 671.18 | EA | 0
RJE572QM | Canada | CAD | MOLD,CABLE TO REBAR,VERT | 561.05 | EA | 0
TACY62Q | Canada | CAD | MOLD,CABLE,HORZ TEE | 276.78 | EA | 0
MBB01 | Canada | CAD | MOLD,BLANK,4565 C PRICE | 204.88 | EA | 0
RBWS2620RHM | Canada | CAD | BASIN,POURING,#18 SPECIAL | 839.38 | EA | 0
PB10SS2G | Canada | CAD | MOLD,CABLE,HORZ SPLICE | 199.84 | EA | 0
TACT6T2 | Canada | CAD | MOLD,CABLE,HORZ TEE | 276.78 | EA | 0
EGBA14220BBT | Canada | CAD | BAR,GRD BUS,1/4X2 20 LG, | 262.21 | EA | 0
EL25P8Q | Canada | CAD | COUPLER,LENTON,POSITION, | 203 | EA | 0
EL43TD6 | Canada | CAD | COUPLER,LENTON TERMINATOR | 56.13 | EA | 0
550420 | Canada | CAD | BUSBAR,PUNCH,1.75 M DPCB | 715.61 | EA | 0
ZCCSS28 | Canada | CAD | MOLD,28MM DIA CONC,NO | 276.78 | EA | 0
CAVHP1V6 | Canada | CAD | MOLD,CABLE TO VERT CAST I | 304.14 | EA | 0
534034ARZ10 | Canada | CAD | FLEXIBAR,ADV,6X40X1MM,ARZ | 222.7 | EA | 0
C104B | Canada | CAD | FIXTURE ASSY,CLAMP,BENCH | 1228.81 | EA | 0
XLLJCGG4L | Canada | CAD | MOLD,CABLE TO BUS/LUG,HOR | 929.6 | EA | 0
EGBA14448MM | Canada | CAD | BAR,GRD BUS,1/4 X 4 X 48, | 721.5 | EA | 0
GRC162B | Canada | CAD | MOLD,CABLE TO GRD ROD,VER | 276.78 | EA | 0
TAC3Q2L | Canada | CAD | MOLD,CABLE,HORZ TEE | 276.78 | EA | 0
GTD16P9 | Canada | CAD | MOLD,CABLE TO GRD ROD,VER | 586.79 | EA | 0
LJCCG1T | Canada | CAD | MOLD,CABLE TO BUS/LUG,HOR | 276.78 | EA | 0
LPA140CTO | Canada | CAD | CABLE,AL,SMOOTH WEAVE,10 | 2.8 | EA | 0
PBB284S6C36 | Canada | CAD | BOND,IMPD SIDE LEAD,14.5M | 158.64 | EA | 0
HVC14 | Canada | CAD | MOLD,STUD TO VERT STL | 276.78 | EA | 0
TAC3Q9B | Canada | CAD | MOLD,CABLE,HORZ TEE | 276.78 | EA | 0
EL28P9Q | Canada | CAD | COUPLER,LENTON,POSITION, | 154.91 | EA | 0
CALAT1HAA | Canada | CAD | MOLD,CABLE TO BUS/LUG,HOR | 269.61 | EA | 0
534018RW14 | Canada | CAD | FLEXIBAR,ADV,4X24X1MM,RW, | 162.1 | EA | 0
VTC1G | Canada | CAD | MOLD,CABLE TO VERT STL,HO | 276.78 | EA | 0
EL25CPPW | Canada | CAD | LENTON,PLUG,PLASTIC,#8 | 6.23 | EA | 0
RB45SB14075LHM | Canada | CAD | BASIN,POURING,#18 45 DEG | 712.14 | EA | 0
XLPTC3Q2Q | Canada | CAD | MOLD,CABLE,HORZ THRU | 929.6 | EA | 0
RCE55Y4 | Canada | CAD | MOLD,CABLE TO REBAR,VERT | 775.14 | EA | 0
VSP1T | Canada | CAD | MOLD,CABLE TO VERT STL,45 | 304.14 | EA | 0
SBK234 | Canada | CAD | BOND,BOOTLEG,KIT,W/ COUPL | 144.27 | EA | 0
534056RW51 | Canada | CAD | FLEXIBAR,ADV,6X100X1MM,RW | 672.44 | EA | 0
NDR161Y | Canada | CAD | MOLD,CABLE TO GRD ROD,HOR | 376.08 | EA | 0
HTC2G | Canada | CAD | MOLD,CABLE TO HORZ STL,HO | 276.78 | EA | 0
HTCY3 | Canada | CAD | MOLD,CABLE TO HORZ STL,HO | 276.78 | EA | 0
GTC18T6 | Canada | CAD | MOLD,CABLE TO GRD ROD,VER | 276.78 | EA | 0
GFCC190Y7 | Canada | CAD | MOLD,CABLE TO GRD ROD,HOR | 276.78 | EA | 0
HDPTC2Q2CW | Canada | CAD | MOLD,CABLE,HORZ THRU PARA | 329.2 | EA | 0
PB13ST3DLH | Canada | CAD | MOLD,CABLE TO RAIL,HORZ | 271.52 | EA | 0
EL36SASA8500 | Canada | CAD | COUPLER,LENTON,SASA,DBL | 645.19 | EA | 0
561161 | Canada | CAD | POWER BLOCK SB 125AL | 11.17 | EA | 0
EPCEE | Canada | CAD | MOLD,BUS BAR,VERT ELL TAP | 276.78 | EA | 0
GYR14Y3 | Canada | CAD | MOLD,CABLE TO GRD ROD,VER | 376.08 | EA | 0
47858010AEP | Canada | CAD | ROD,GRD,5/8,CU PLATED,15 | 70.66 | EA | 0
EGBA14630NN | Canada | CAD | BAR,ASSY,GRD BUS,1/4 X 6 | 631.8 | EA | 0
TAC3QS7 | Canada | CAD | MOLD,CABLE,HORZ TEE | 276.78 | EA | 0
ERICORE180U | Canada | CAD | DOWNCONDUCTOR,LIGHTNING, | 29804.16 | EA | 0
B2611A | Canada | CAD | CLAMP,ASSY,STATIC GRD,1 1 | 217.45 | EA | 0
XBM2Q2Q | Canada | CAD | MOLD,CABLE,HORZ X LAPPED | 844.84 | EA | 0
534010DYE05 | Canada | CAD | FLEXIBAR,ADV,2X20X1,DYE | 21.01 | EA | 0
XAC1D1D | Canada | CAD | MOLD,CABLE,HORZ X SAME PL | 276.78 | EA | 0
SPDS200120/240 | Canada | CAD | PQI, TDX200S120/240 | 5880.64 | EA | 0
TAC2QS5 | Canada | CAD | MOLD,CABLE,HORZ TEE | 258.69 | EA | 0
CAHAA2CC | Canada | CAD | MOLD,CABLE TO HORZ STL,HO | 168.64 | EA | 0
XLPCC1V1H | Canada | CAD | MOLD,CABLE,HORZ TAP PARAL | 328.55 | EA | 0
EGBA14320BB | Canada | CAD | BAR,GRD BUS,1/4 X 3 X 20 | 257.4 | EA | 0
EGGBC14436QQ | Canada | CAD | BUSBAR,STL,GALV,ASSY,1/4X | 220.29 | EA | 0
M4955E | Canada | CAD | WELDER,ASSY,FRAME,ETN CON | 483.68 | EA | 0
559692 | Canada | CAD | INS,2-3/4,3/8-16 X 5/8 | 7.44 | EA | 0
595290 | Canada | CAD | RAILCLIP EM58SN2SH | 1.26 | EA | 0
PB10VN1GRH2 | Canada | CAD | MOLD,CABLE TO VERT STL,HO | 199.84 | EA | 0
RRA521K | Canada | CAD | MOLD,CABLE TO REBAR,HORZ | 168.64 | EA | 0
RDH56Y4 | Canada | CAD | MOLD,CABLE TO REBAR,HORZ | 484.97 | EA | 0
PTD3D3DW | Canada | CAD | MOLD,CABLE, HORZ THRU PAR | 639.21 | EA | 0
585169ADV | Canada | CAD | KIT,FLEXIBAR,ADVANCED, | 132.65 | EA | 0
CAHAA1GA | Canada | CAD | MOLD,CABLE TO HORZ STL,HO | 168.64 | EA | 0
XLTAC3A2Q | Canada | CAD | MOLD,CABLE,HORZ TEE | 269.61 | EA | 0
TACH5H5 | Canada | CAD | MOLD,CABLE,HORZ TEE | 276.78 | EA | 0
RCE522G | Canada | CAD | MOLD,CABLE TO REBAR,VERT | 775.14 | EA | 0
GT1181GPLUS | Canada | CAD | ONE-SHOT,CABLE TO GRD ROD | 32.72 | EA | 0
E11000MM | Canada | CAD | CABLE,DOWNCONDUCTOR,50MM2 | 9999.99 | EA | 0
SBA2511B | Canada | CAD | CLIP,RETAINER,TRACK CIRCU | 14.46 | EA | 0
EL25AC12SP01 | Canada | CAD | COUPLER,LENTON,SPECIAL, | 30.43 | EA | 0
PBB49742 | Canada | CAD | BOND,COMPOSITE 3RD RAIL,F | 560.57 | EA | 0
LPC49258 | Canada | CAD | HOLDER,CU,BARE LAY-IN | 56.72 | EA | 0
HDC34SP | Canada | CAD | CLAMP,GRD ROD,SIL BRZ,HD | 16.13 | EA | 50
633440CEB | Canada | CAD | ROD,GRD,3/4X4,THREADED | 43.15 | EA | 0
EGBA14414GG | Canada | CAD | BAR,ASSY,GRD BUS,1/4 X 4 | 223.6 | EA | 0
PTC2V9F | Canada | CAD | MOLD,CABLE,HORZ THRU PARA | 276.78 | EA | 0
TAC2V2G | Canada | CAD | MOLD,CABLE,HORZ TEE | 276.78 | EA | 0
LJCCE1T | Canada | CAD | MOLD,CABLE TO BUS/LUG,HOR | 276.78 | EA | 0
VFC1HV3C | Canada | CAD | MOLD,CABLE TO VERT STL, | 276.78 | EA | 0
611360GAL01 | Canada | CAD | ROD,GRD,1/2X6,CU BONDED | 20.33 | EA | 0
TAC2Q3A | Canada | CAD | MOLD,CABLE,HORZ TEE | 276.78 | EA | 0
RDC521H | Canada | CAD | MOLD,CABLE TO REBAR,HORZ | 276.78 | EA | 0
S2736 | Canada | CAD | PIN,MOLD,5/16 DIA X 7/8 I | 1.83 | EA | 0
A1C | Canada | CAD | LITERATURE,ELECTRICAL,CAD | 139099.99 | EA | 0
CAVSTW3 | Canada | CAD | MOLD,CABLE TO VERT STL,45 | 269.61 | EA | 0
LREEG2QM | Canada | CAD | MOLD,CABLE TO BUS,VERT TE | 724.43 | EA | 0
GTC333H | Canada | CAD | MOLD,CABLE TO GRD ROD,VER | 276.78 | EA | 0
A811C20TF20 | Canada | CAD | STRIP,CU,20GA X 3 IN,20FT | 243.2 | EA | 0
EGBA14420FF | Canada | CAD | BAR,ASSY,GRD BUS,1/4 X 4 | 309.4 | EA | 0
GFCY5DBG | Canada | CAD | MOLD,CABLE TO GRD ROD,HOR | 276.78 | EA | 0
554510 | Canada | CAD | POLY,SLEEVE,50 M,GREY,20 | 3.03 | MR | 0
HDXBV3Q2QW | Canada | CAD | MOLD,CABLE,HORZ X LAPPED | 1320.41 | EA | 0
CWP1JSH | Canada | CAD | CLAMP,1/2-1IN PIPE,BRZ, | 10.6 | EA | 0
LK1411STHD | Canada | CAD | COUPLER,INTERLOK ASSY | 253.71 | EA | 0
EL32P9N | Canada | CAD | COUPLER,LENTON,SOURCED,P9 | 93.41 | EA | 0
EGBD14284NN | Canada | CAD | BAR,GRD BUS,1/4 X 2 X 84 | 790.4 | EA | 0
PBC12S13B | Canada | CAD | BOND,RAIL C,4/0 RLAY 13 L | 51.75 | EA | 0
SSPDTT3P550 | Canada | CAD | SSPD, TT THREE PHASE, | 783.33 | EA | 0
542070 | Canada | CAD | INSULATOR,BUSBAR,ISO TP | 9.52 | EA | 0
EGBF14424CC | Canada | CAD | BUSBAR,CU,ASSY,1/4X4X24, | 475.8 | EA | 0
PBW12Q48B | Canada | CAD | BOND,JOINT,4/0 CONC WEB,4 | 84.62 | EA | 0
PB32 | Canada | CAD | WELD METAL,CADWELD RAIL P | 259.84 | EA | 0
A928B098 | Canada | CAD | NUT,HEX,1/4-20,316SS | 0.53 | EA | 0
ECRH082C4U | Canada | CAD | GROUND ROD,ASSY,KIT.8 FT, | 2480.11 | EA | 0
A809A04F80 | Canada | CAD | WIRE,CU,SOL,BARE,#6 HARD, | 120.17 | EA | 0
TDX100M240D | Canada | CAD | PROTECTOR,SURGE,TDX100M,3 | 1949.7 | EA | 0
EGBA14318CC | Canada | CAD | BAR,ASSY,GRD,BUS,1/4 X 3 | 234 | EA | 0
XBV3Q2P | Canada | CAD | MOLD,CABLE,HORZ X LAPPED | 1215.58 | EA | 0
A109BB | Canada | CAD | CABLE,SAMPLE,6 IN LONG,#2 | 3.12 | EA | 0
551190 | Canada | CAD | SUPPORT,BLOCK,DIST,FBSS, | 99.78 | EA | 0
WT2SCMV01.2C | Canada | CAD | RECEPTOR, INSERT, SIDE, | 348.04 | EA | 0
534056ABB04 | Canada | CAD | FLEXIBAR,ADV,6X100X1,ABB, | 325.77 | EA | 0
534057PSC04 | Canada | CAD | FLEXIBAR,ADV,8X100X1,PSC | 764.45 | EA | 0
GPECCDK0242Q024 | Canada | CAD | PLATE,GRD,ELECTRODE,ASSY, | 932.85 | EA | 0
GLPCC1T | Canada | CAD | MOLD,CABLE TO LUG,HORZ SP | 304.14 | EA | 0
TAC8F8F | Canada | CAD | MOLD,CABLE,HORZ TEE | 276.78 | EA | 0
PBWX7RH | Canada | CAD | MOLD,BOND,FIELD MADE BOND | 116.6 | EA | 0
DT27510R | Canada | CAD | TYPE 2, 75V, 1 0 | 128.52 | EA | 0
PB10QT2Q85C | Canada | CAD | MOLD,CABLE TO RAIL,HORZ T | 199.84 | EA | 0
VSCW2 | Canada | CAD | MOLD,CABLE TO VERT STL,45 | 276.78 | EA | 0
EBDBAMRH | Canada | CAD | MOLD,BUS BAR,HORZ X LAPPE | 586.79 | EA | 0
GUYWIRE18SS | Canada | CAD | WIRE,GUYING,18M LG SS304 | 1082.43 | EA | 0
VVC1T | Canada | CAD | MOLD,CABLE TO VERT STL,VE | 276.78 | EA | 0
LPC66518NC | Canada | CAD | CONNECTION,THRU,ROOF,W/PV | 194.26 | EA | 0
LPA27512 | Canada | CAD | ADAPTER,AL,SPRING,FOR 1/2 | 102.95 | EA | 0
WD94 | Canada | CAD | DIE,HAMMER,35 MM2 CONC | 383.32 | EA | 0
566580GA04 | Canada | CAD | BUSBAR,FLEXIBLE,SUMMUM 2M | 122.91 | EA | 0
FC078DH | Canada | CAD | CLAMP,FENCE 2.5 IPS,2HOLE | 93.2 | EA | 0
SCC29502A | Canada | CAD | WELD METAL,CADWELD RAIL S | 226.19 | EA | 0
635830KM | Canada | CAD | ROD,GRD,5/8X0.9,CU CLAD | 27.24 | EA | 0
CAHBA1L4 | Canada | CAD | MOLD,CABLE TO HORZ CAST I | 168.64 | EA | 0
PB10LA3SEG | Canada | CAD | MOLD,CABLE TO BUS/LUG,HOR | 199.84 | EA | 0
EL20A2MG | Canada | CAD | COUPLER,LENTON STANDARD,# | 37.66 | EA | 0
EL2820A2ES | Canada | CAD | COUPLER,LENTON,STANDARD, | 98.01 | EA | 0
ERICORE150U | Canada | CAD | DOWNCONDUCTOR,LIGHTNING, | 24836.83 | EA | 0
GYE222V | Canada | CAD | MOLD,CABLE TO GRD ROD,VER | 775.14 | EA | 0
534058GE02 | Canada | CAD | FLEXIBAR,ADV,10X100X1,GE | 523.08 | EA | 0
6258243 | Canada | CAD | ROD,CUT,5/8X24,CU BOND, | 212.93 | EA | 0
GYE162GW | Canada | CAD | MOLD,CABLE TO GRD ROD,VER | 853.76 | EA | 0
534006GD01 | Canada | CAD | FLEXIBAR,ADV,2X15X0.8,GD, | 67.48 | EA | 0
XLGTC181V | Canada | CAD | MOLD,CABLE TO GRD ROD,VER | 328.55 | EA | 0
SBRT36100136 | Canada | CAD | TOOL,STRIP,3/16X4,3/16X6 | 245.84 | EA | 0
GYR16001 | Canada | CAD | MOLD,CABLE TO GRD ROD,VER | 376.08 | EA | 0
PQDS3100S120 | Canada | CAD | PQDS-4-1P-120V, | 1284.53 | EA | 0
PCC2C1E | Canada | CAD | MOLD,CABLE, HORZ TAP PARA | 276.78 | EA | 0
554104 | Canada | CAD | JUMPER,PRESSWELD,1.12X4X | 1483.25 | EA | 0
VAR2CSP1 | Canada | CAD | MOLD,CABLE TO VERT STL,HO | 376.08 | EA | 0
PBW2GLH | Canada | CAD | MOLD,RAIL,CABLE HORZ TO W | 135.41 | EA | 0
LPS2845F2M | Canada | CAD | ADAPTER,SS,SWIVEL,5/8IN | 82.81 | EA | 0
PBXLB972A1 | Canada | CAD | BAFFLE ASSY,EXOLON,3 DIA | 180.45 | EA | 0
EGBA12418MM | Canada | CAD | BAR ASSY,GRD BUS,1/2 X 4 | 444.6 | EA | 0
PBWT202WRH | Canada | CAD | WELDER ASSY,RAIL,250 RLAY | 522.25 | EA | 0
EWBCGA24BCH | Canada | CAD | BOND,ASSY,ROD/CABLE,WELDA | 209.14 | EA | 0
LPS414 | Canada | CAD | POINT,SS,INDUSTRIAL STACK | 225.17 | EA | 0
RBW73910V | Canada | CAD | INSTALLATION KIT,EQUIP,#1 | 1920.58 | EA | 0
PBW2WRH | Canada | CAD | MOLD,RAIL,CABLE HORZ TO | 105.86 | EA | 0
TDXCFP | Canada | CAD | PROTECTOR,SURGE,TDXC | 102.92 | EA | 0
557300WS01 | Canada | CAD | BRAID,CU,TIN,50MM2,2LYR, | 108.32 | EA | 0
VFC1K | Canada | CAD | MOLD,CABLE TO VERT STL,VE | 276.78 | EA | 0
CAVHT1L6 | Canada | CAD | MOLD,CABLE TO VERT CAST I | 269.61 | EA | 0
LK430 | Canada | CAD | TEMPLATE,LENTON,KIT,FLOW, | 172.56 | EA | 0
561590 | Canada | CAD | METAL SPACER M4 X 25 | 1.05 | EA | 0
534039TR02 | Canada | CAD | FLEXIBAR,ADV,5X50X1,TR | 181.56 | EA | 0
GTC312G | Canada | CAD | MOLD,CABLE TO GRD ROD,VER | 276.78 | EA | 0
EGBA14420QQT | Canada | CAD | BAR,GRD BUS,1/4 X 4 X 20 | 361.4 | EA | 0
LPC227BST | Canada | CAD | POINT,CU,BLUNT BARE,1/2IN | 87.14 | EA | 0
TAC1D1D | Canada | CAD | MOLD,CABLE,HORZ TEE | 276.78 | EA | 0
534010 | Canada | CAD | FLEX ADV2MTC 2X20X1 | 96.89 | EA | 0
534010HDQ06 | Canada | CAD | FLEXIBAR,ADV,2X20X1MM,HDQ | 56.82 | EA | 0
ECRH081T4U | Canada | CAD | GROUND ROD,ASSY,KIT.8 FT, | 2696.82 | EA | 0
EL20D6N | Canada | CAD | ANCHOR,LENTON,EMBEDMENT, | 8.76 | EA | 0
553480 | Canada | CAD | BUSBAR,CONNECTOR,12X5MM | 2.42 | EA | 0
683450S | Canada | CAD | GROUND ROD,SS,304, 3/4 IN | 265.79 | EA | 0
TGBA16L08PT | Canada | CAD | BAR ASSY,GRD BUS,1/4X2X15 | 210.6 | EA | 0
LU43TPT15D | Canada | CAD | LENTON ULTIMATE,POSITION, | 109.53 | EA | 0
182002 | Canada | CAD | CAT32HPE-INS, 50 MM | 12.42 | EA | 0
PBS429F3S20 | Canada | CAD | SLEEVE,FLARED CU,.930 ID | 195.07 | EA | 0
EL28A2ES | Canada | CAD | COUPLER,LENTON STANDARD,# | 80.3 | EA | 0
XLGRC182Q | Canada | CAD | MOLD,CABLE TO GRD ROD,VER | 328.55 | EA | 0
MT3C48D72H24 | Canada | CAD | MAT,GRD,4 FT X 6 FT,WITH | 643.14 | EA | 0
550220 | Canada | CAD | BUSBAR,CU THREADED,20X5 | 188.58 | EA | 0
RBT12917A | Canada | CAD | SLEEVE,CADWELD,SPECIAL T- | 149.01 | EA | 0
568666 | Canada | CAD | BRACKET,EARTH BAR,EBB KIT | 11.92 | EA | 0
EL32A12CRN | Canada | CAD | COUPLER,LENTON,STANDARD, | 232.56 | EA | 0
TACY0W3 | Canada | CAD | MOLD,CABLE,HORZ TEE | 276.78 | EA | 0
PCC2G8C | Canada | CAD | MOLD,CABLE,HORZ TAP PARAL | 276.78 | EA | 0
534048CPTM01 | Canada | CAD | FLEXIBAR,ADV,10X63X1,CPTM | 1051.51 | EA | 0
CAVTP1V | Canada | CAD | MOLD,CABLE TO VERT STL,HO | 304.14 | EA | 0
EGBA384120CB | Canada | CAD | BUSBAR,GRD,CU,3/8X4X120, | 1930.5 | EA | 0
HAA1L | Canada | CAD | MOLD,CABLE,TO HORZ STL,HO | 168.64 | EA | 0
554348 | Canada | CAD | BRAID,EARTH,SS,50MM2,CPI | 37.48 | EA | 0
PB10SSS6 | Canada | CAD | MOLD,CABLE,HORZ SPLICE | 271.52 | EA | 0
534023TXT01 | Canada | CAD | FLEXIBAR,ADV,2X32X1MM,TXT | 46.54 | EA | 0
EGBA12418EE | Canada | CAD | BAR,GRD BUS,1/2 X 4 X 18 | 444.6 | EA | 0
534027RW21 | Canada | CAD | FLEXIBAR,ADV,6X32X1,RW | 305.37 | EA | 0
EGBA14236NN | Canada | CAD | BAR,ASSY,GRD BUS,1/4 X 2 | 351 | EA | 0
534026PDI49 | Canada | CAD | FLEXIBAR,ADV,5X32X1MM,PDI | 222.86 | EA | 0
ML5 | Canada | CAD | COUPLER,QUICK-WEDGE,#5 | 26.44 | EA | 0
553520 | Canada | CAD | CONNECTOR,BUSBAR,CABLE TO | 7.81 | EA | 0
534045APG10 | Canada | CAD | FLEXIBAR,ADV,5X63X1MM,APG | 345.92 | EA | 0
B511E1 | Canada | CAD | HANDLE,PART,CHANGE,CLAMP | 19.38 | EA | 0
NDFP190Y6 | Canada | CAD | MOLD,CABLE TO GRD ROD,HOR | 659.46 | EA | 0
EDT2550M | Canada | CAD | ENHANCED TYPE 2 MODULE, | 127.48 | EA | 0
HDTAC9F9F | Canada | CAD | MOLD,CABLE,HORZ TEE | 276.78 | EA | 0
EL12A2ES | Canada | CAD | COUPLER,LENTON STANDARD,# | 27.93 | EA | 0
S1V55 | Canada | CAD | MOLD,HV CABLE SPLICE,HORZ | 614.89 | EA | 0
EL2220P9 | Canada | CAD | COUPLER,LENTON POSITION,# | 116.75 | EA | 0
534034ARZ35 | Canada | CAD | FLEXIBAR,ADV,6X40X1MM,ARZ | 544.83 | EA | 0
550610S | Canada | CAD | BUSBAR,CU,3.05M LG SPEC. | 176.12 | EA | 0
EL36D6GV | Canada | CAD | ANCHOR,LENTON TERMINATOR, | 235.95 | EA | 0
EGBA14212EE2GH | Canada | CAD | BAR,ASSY,GRD,BUS,1/4 X 2 | 257.4 | EA | 0
SBRT36100138P | Canada | CAD | TOOL,STRIP | 227.27 | EA | 0
LPC150LCTO | Canada | CAD | CABLE,CU,MINI SMOOTH | 8.76 | EA | 0
LPS27658 | Canada | CAD | SPRING,SS,ONLY | 6.21 | EA | 0
534052NEX03 | Canada | CAD | FLEXIBAR,ADV,8X80X1,NE | 878.09 | EA | 0
557200 | Canada | CAD | BRAID,CU,TINNED,.15MM DIA | 5.19 | MR | 0
VSC1GV1.25 | Canada | CAD | MOLD,CABLE TO VERT STL,45 | 276.78 | EA | 0
EL43TA2D6 | Canada | CAD | COUPLER,LENTON,#14 (3.5MM | 153.18 | EA | 0
229114 | Canada | CAD | MOLD, MRR-95-D-NMBS | 52.33 | EA | 0
VSC1TV6 | Canada | CAD | MOLD,CABLE TO VERT STL,45 | 276.78 | EA | 0
285101 | Canada | CAD | KIT,FLEXIBAR,ADV,EATON | 216.36 | EA | 0
2H4R5 | Canada | CAD | CLIP,FLANGE,3/32 9/64 HAM | 6.39 | EA | 0
LPC204ST | Canada | CAD | POINT,CU,BLUNT,3/8IN X | 81.09 | EA | 0
A927F195 | Canada | CAD | BOLT,HEX HEAD,3/8-16 X 1 | 2.41 | EA | 0
XACT2 | Canada | CAD | MOLD,CABLE,HORZ X SAME PL | 276.78 | EA | 0
SB20108 | Canada | CAD | BOND,CADWELD TAB,3/16X9 3 | 11.49 | EA | 0
PB13VB4K | Canada | CAD | MOLD,CABLE TO VERT STL,VE | 271.52 | EA | 0
VVF2QB | Canada | CAD | MOLD,CABLE TO VERT STL,VE | 659.46 | EA | 0
GBJGR182CR1 | Canada | CAD | MOLD,GRD ROD TO ROD/RECEP | 1147.17 | EA | 0
SBB343C | Canada | CAD | MOLD,BOND,TB 3/16X1 TB4 | 53.96 | EA | 0
LPC595L | Canada | CAD | CONNECTOR,CU,CROSS RUN | 116.34 | EA | 0
EGBA12412GG | Canada | CAD | BAR,GRD BUS,1/2 X 4 X 12 | 304.2 | EA | 0
534112LAM02 | Canada | CAD | FLEXIBAR,ADV,4X20X1MM,3M, | 408.1 | EA | 0
ELIPG18125 | Canada | CAD | LENTON,ISO PLUG GAGE | 424.48 | EA | 0
23101002 | Canada | CAD | CATCH,DOOR; 7/32 INCH HOL | 1.34 | EA | 0
CATAN2C1V | Canada | CAD | MOLD,CABLE,HORZ TEE | 339.33 | EA | 0
RAC2G | Canada | CAD | MOLD,GRD ROD TO RECEPTACL | 276.78 | EA | 0
ECRV122L4D | Canada | CAD | GROUND ROD,ASSY,KIT,12 FT | 2471.72 | EA | 0
534056RW28 | Canada | CAD | FLEXIBAR,ADV,6X100X1MM,RW | 540.45 | EA | 0
RCE532C | Canada | CAD | MOLD,CABLE TO REBAR,VERT | 775.14 | EA | 0
ERICORE020T | Canada | CAD | DOWNCONDUCTOR,LIGHTNING, | 5049.23 | EA | 0
503220GLC001 | Canada | CAD | BRAID,CU,TINNED,CUSTOM | 478.62 | EA | 0
LECT6PAJ | Canada | CAD | MOLD,CABLE TO BUS/LUG,HOR | 276.78 | EA | 0
LPC27812 | Canada | CAD | BALL,CU,SAFETY,1/2IN | 47.36 | EA | 0
569210 | Canada | CAD | BLOCK,DISTRI,UDF9C1000AL | 136.38 | EA | 0
HDGRC182G | Canada | CAD | MOLD,CABLE TO GRD ROD,VER | 276.78 | EA | 0
SBB2516APR | Canada | CAD | COVER ASSY,MOLD,T6/T7,PAI | 52.78 | EA | 0
PTC1T1H | Canada | CAD | MOLD,CABLE, HORZ THRU PAR | 276.78 | EA | 0
XADP9Y9 | Canada | CAD | MOLD,CABLE,HORZ X SAME PL | 586.79 | EA | 0
HDTAC2Q2QW | Canada | CAD | MOLD,CABLE,HORZ TEE | 355.41 | EA | 0
PBWX3LH | Canada | CAD | MOLD,RAIL,FORMED CABLE TO | 126.13 | EA | 0
SBA124100 | Canada | CAD | CLIP,CONCRETE TIE,A=7.75, | 31.59 | EA | 0
EL40C3J | Canada | CAD | COUPLER,LENTON HALF,C3J | 66 | EA | 0
541007C | Canada | CAD | BRAID,CU,16MM SQ CRIMP EN | 6.6 | EA | 0
HDTAC3Q1V | Canada | CAD | MOLD,CABLE,HORZ TEE | 276.78 | EA | 0
VSC9CV3C | Canada | CAD | MOLD,CABLE TO VERT STL,45 | 276.78 | EA | 0
XLVBC2Q | Canada | CAD | MOLD,CABLE TO VERT STL,VE | 328.55 | EA | 0
RBS43835 | Canada | CAD | CRUCIBLE,COVER,4 & 5 IN | 115.18 | EA | 0
534034PHM09 | Canada | CAD | FLEXIBAR,ADV,6X40X1MM,PHM | 217.4 | EA | 0
549630 | Canada | CAD | BUSBAR,CU,PCB 80X5MM,2M | 756.6 | EA | 0
EP5X6 | Canada | CAD | COUPLER,ANCHOR,FORMSAVER | 28.14 | EA | 0
VBC9FV3C | Canada | CAD | MOLD,CABLE TO VERT STL,VE | 276.78 | EA | 0
XBM2G2C | Canada | CAD | MOLD,CABLE,HORZ X LAPPED | 844.84 | EA | 0
PBB103JH001 | Canada | CAD | LUG,CU,1/2 X 2 W/1-11/16 | 46.55 | EA | 0
GTC169FW | Canada | CAD | MOLD,CABLE TO GRD ROD,VER | 355.41 | EA | 0
VSCSFV3C | Canada | CAD | MOLD,CABLE TO VERT STL,45 | 276.78 | EA | 0
613460 | Canada | CAD | ROD,GRD,3/4X6,CU BONDED | 61.61 | EA | 0
ERICORE056T | Canada | CAD | DOWNCONDUCTOR,LIGHTNING, | 10862.98 | EA | 0
PBB13718 | Canada | CAD | SLEEVE,GRD ROD DRIVE | 265.04 | EA | 0
554301 | Canada | CAD | BRAID,EARTH,SS,25MM2,CPI | 24.3 | EA | 0
554416B | Canada | CAD | BRAID,SS,LUG,50MM2,BULK | 105.44 | EA | 0
PQDM3332S120 | Canada | CAD | PQDM-11-1P-120V, FSPM3332 | 5518.32 | EA | 0
B101DE | Canada | CAD | LUG,CU,3/16 X 1 W/I-9/16 | 17.39 | EA | 0
635803 | Canada | CAD | ROD,GRD,5/8X10,SEC,CU BON | 74.13 | EA | 0
RTB12N | Canada | CAD | RAIL TRANSIENT BARRIER, | 172.61 | EA | 0
LPLC468 | Canada | CAD | CONNECTOR,LEAD,COVERED, | 359.54 | EA | 0
534040ERM03 | United States | CAD | FLEXIBAR,ADV,6X50X1MM,ERM | 268.19 | EA | 1
VVR2GV2 | Canada | CAD | MOLD,CABLE TO VERT STL,VE | 376.08 | EA | 0
A805A20INSF | Canada | CAD | CABLE,COMPOSITE,CONDUCTOR | 18.47 | EA | 0
PB20LJHALY9C | Canada | CAD | MOLD,CABLE TO BUS/LUG,HOR | 199.84 | EA | 0
MBG02 | Canada | CAD | MOLD,BLANK,90115 C PRICE | 171.56 | EA | 0
VBD3D001HQ | Canada | CAD | MOLD,CABLE TO VERT STL, V | 586.79 | EA | 0
HDTAC1V2Q | Canada | CAD | MOLD,CABLE TO HORZ TEE | 276.78 | EA | 0
RTC531L | Canada | CAD | MOLD,CABLE TO REBAR,HORZ | 276.78 | EA | 0
PTC2L8D | Canada | CAD | MOLD,CABLE, HORZ THRU PAR | 276.78 | EA | 0
HDTAC9F2Q | Canada | CAD | MOLD,CABLE,HORZ TEE | 276.78 | EA | 0
PBB152022 | Canada | CAD | PACKING,CONNECTION,PB99HW | 2.3 | EA | 0
534020FW09 | Canada | CAD | FLEXIBAR,ADV,6X24X1MM,FW, | 261.98 | EA | 0
SBA927T003 | Canada | CAD | STUD,SPECIAL,14-24NS-2A,S | 202.58 | EA | 0
SBS24882CWP | Canada | CAD | BOND,JOINT HEAD,3/16X6 1/ | 12.32 | EA | 0
GYR331H | Canada | CAD | MOLD,CABLE TO GRD ROD,VER | 376.08 | EA | 0
534027IR08 | Canada | CAD | FLEXIBAR,ADV,6X32X1MM,IR, | 448.49 | EA | 0
XBM9E2Q | Canada | CAD | MOLD,CABLE,HORZ X LAPPED | 844.84 | EA | 0
LPA140250 | Canada | CAD | CABLE,AL,SMOOTH WEAVE,10 | 2.28 | FT | 0
GTC161G | Canada | CAD | MOLD,CABLE TO GRD ROD,VER | 276.78 | EA | 0
534018RW16 | Canada | CAD | FLEXIBAR,ADV,4X24X1MM,RW, | 149.62 | EA | 0
RJC532P | Canada | CAD | MOLD,CABLE TO REBAR,VERT | 276.78 | EA | 0
SBA258D1 | Canada | CAD | CLIP,RAIL,1 CONDUCTOR 1/2 | 16.28 | EA | 0
508005 | Canada | CAD | BRAID,FLEXIBLE, | 605.25 | EA | 0
LPA103IN0066.0 | Canada | CAD | CABLE,AL,SMOOTH WEAVE, | 997.69 | EA | 0
XBQ2Q2GW | Canada | CAD | MOLD,CABLE,HORZ X LAPPED | 633.28 | EA | 0
558410 | Canada | CAD | KIT,CONTACT,HARDWARE,M10X | 2.47 | EA | 0
HDTAC2C2Q | Canada | CAD | MOLD,CABLE,HORZ TEE | 276.78 | EA | 0
NCR181V | Canada | CAD | MOLD,CABLE TO GRD ROD,HOR | 376.08 | EA | 0
560940 | Canada | CAD | BUSBAR,SUPPORT,ABS ALUMIN | 92.77 | EA | 0
EL57TA22 | Canada | CAD | COUPLER,LENTON,STANDARD, | 150.31 | EA | 0
534056RW53 | Canada | CAD | FLEXIBAR,ADV,6X100X1MM,RW | 831.66 | EA | 0
RTB30N | Canada | CAD | RAIL TRANSIENT BARRIER, | 187.69 | EA | 0
VTC2Q6 | Canada | CAD | MOLD,CABLE TO VERT STL,HO | 276.78 | EA | 0
5578500191 | Canada | CAD | RAIL,DIN,CUT,INTO 191 MM | 1.6 | EA | 0
LPC30038 | Canada | CAD | COUPLER,TERMINAL,3/8 IN | 5.3 | EA | 0
615843 | Canada | CAD | ROD,GRD,5/8X4,CU BONDED | 33.8 | EA | 0
GTC162CW | Canada | CAD | MOLD,CABLE TO GRD ROD,VER | 355.41 | EA | 0
534034ARZ30 | Canada | CAD | FLEXIBAR,ADV,6X40X1MM,ARZ | 344.4 | EA | 0
TDX200S120/240 | Canada | CAD | PROTECTOR,SURGE,TDX200S,2 | 2722.75 | EA | 0
GTC18Y3 | Canada | CAD | MOLD,CABLE TO GRD ROD,VER | 276.78 | EA | 0
GTC181B | Canada | CAD | MOLD,CABLE TO GRD ROD,VER | 276.78 | EA | 0
GTC16Y6 | Canada | CAD | MOLD,CABLE TO GRD ROD,VER | 276.78 | EA | 0
NX1181L | Canada | CAD | ONE-SHOT,CABLE TO GRD ROD | 41.29 | EA | 0
LPA232ST | Canada | CAD | POINT,AL,5/8X12IN,1/2THR | 9.31 | EA | 0
PTCS7S7 | Canada | CAD | MOLD,CABLE, HORZ THRU PAR | 276.78 | EA | 0
SES40P300DC | Canada | CAD | PROTECTOR,SURGE,300VDC | 163.14 | EA | 0
CAHAA2C | Canada | CAD | MOLD,CABLE TO HORZ STL,HO | 168.64 | EA | 0
SCB9503A | Canada | CAD | WELD METAL,CADWELD RAIL | 85.77 | EA | 0
A238EC2S12RH | Canada | CAD | CLAMP,FENCE,4/0 X 12 IN F | 407.81 | EA | 0
812MR5 | Canada | CAD | CLIP, CONDUIT, 1/2 TO 3/4 | 5.44 | EA | 0
LPC150 | Canada | CAD | CABLE,CU,MINI SMOOTH | 4.41 | EA | 0
561670 | Canada | CAD | METAL SPACER M5 X 20 | 1.24 | EA | 0
XBQ2G2GW | Canada | CAD | MOLD,CABLE,HORZ X LAPPED | 633.28 | EA | 0
A930U007 | Canada | CAD | BEARING,NEEDLE,14MM X 10M | 14.37 | EA | 0
534026PDI52 | Canada | CAD | FLEXIBAR,ADV,5X32X1MM,PDI | 164.79 | EA | 0
RBWS2620LHJ | Canada | CAD | BASIN,POURING,#14 SPECIAL | 839.38 | EA | 0
RPSCW6STPXL | Canada | CAD | CROSSOVER,6 STEPS,LADDER | 15271.67 | EA | 0
534036ABBI04 | Canada | CAD | FLEXIBAR,ADV,10X40X1,ABBI | 172.24 | EA | 0
LNEEM1T | Canada | CAD | MOLD,CABLE TO BUS LUG,VER | 775.14 | EA | 0
CRCP100EAL | Canada | CAD | MOLD,BUS TO GRD ROD,VERT | 276.78 | EA | 0
SSPD1P2M150 | Canada | CAD | SSPD, SINGLE PHASE, | 400.66 | EA | 0
SBTBJ3648B | Canada | CAD | BOND,JUMPER,3/16 & 1 1/2 | 15.6 | EA | 0
PTC2Q9D | Canada | CAD | MOLD,CABLE,HORZ THRU PARA | 276.78 | EA | 0
LPC257 | Canada | CAD | POINT,CU,TUBULAR,5/8X36IN | 156.43 | EA | 0
T396 | Canada | CAD | TOOL BOX,CADWELD,19 X 8 | 162.97 | EA | 0
LU22DR14D | Canada | CAD | LENTON ULTIMATE,ANCHOR, | 18.96 | EA | 0
RBWS2089D | Canada | CAD | BASIN,POURING,#9 LONG NOS | 618.9 | EA | 0
SBB2700A2B10 | Canada | CAD | TERMINAL BLOCK ASSY,EPP,I | 36.05 | EA | 0
CAHBA1V20 | Canada | CAD | MOLD,CABLE TO HORZ CAST I | 168.64 | EA | 0
534029ABB10 | Canada | CAD | FLEXIBAR,ADV,10X32X1,ABB, | 204.7 | EA | 0
GTT161K | Canada | CAD | MOLD,CABLE TO GRD ROD,VER | 269.61 | EA | 0
AGBA14214001T | Canada | CAD | BAR,BUS,ALUM,TINNED,1/4X2 | 100.57 | EA | 0
EL20C12SWSP01 | Canada | CAD | COUPLER,LENTON,SPECIAL, | 61.29 | EA | 0
UGP738SBP5 | Canada | CAD | PLATE,CU,GROUND,1/16 X | 275.8 | EA | 0
554282 | Canada | CAD | BRAID,EARTH,SS,16MM2,CPI | 23.37 | EA | 0
LK16D | Canada | CAD | COUPLER,LENTON INTERLOK | 50.15 | EA | 0
PB41HA1Y | Canada | CAD | MOLD,CABLE TO HORZ STL,HO | 130.59 | EA | 0
TADP9P9 | Canada | CAD | MOLD,CABLE,HORZ TEE | 586.79 | EA | 0
EL22D14SS | Canada | CAD | ANCHOR,LENTON TERMINATOR, | 214.24 | EA | 0
HSC910ZNIBLK | Canada | CAD | CLIP,SNAP,BLK | 2.6 | EA | 0
CAHBA1H20 | Canada | CAD | MOLD,CABLE TO HORZ CAST I | 168.64 | EA | 0
SBTBBU412CWPW2 | Canada | CAD | BOND,BOOTLEG,3/16,12 LONG | 26.9 | EA | 0
508116 | Canada | CAD | COPPER,BUSBAR, | 213.55 | EA | 0
GPECEBH0241K024 | Canada | CAD | ELECTRODE,GRD PLATE,1/16X | 383.57 | EA | 0
ETMAGSDBT | Canada | CAD | BAR,GROUND,STANDOFF,TOP | 289.48 | EA | 0
PB750PLUSF80 | Canada | CAD | CADWELD PLUS,#750,F80 | 76.91 | EA | 0
534038L3MP | Canada | CAD | FLEXIBAR,BUSBAR,MTO, | 394.61 | EA | 0
525800 | Canada | CAD | BAR,CUT,5/8X10 | 9999.99 | EA | 0
RRH592P | Canada | CAD | MOLD,CABLE TO REBAR,HORZ | 484.97 | EA | 0
TAC2G1VW | Canada | CAD | MOLD,CABLE,HORZ TEE | 355.41 | EA | 0
EL32D6Q | Canada | CAD | ANCHOR,LENTON TERMINATOR, | 48.01 | EA | 0
TAC8E8E | Canada | CAD | MOLD,CABLE,HORZ TEE | 276.78 | EA | 0
MBE05 | Canada | CAD | MOLD,BLANK,250300 STYLE E | 775.14 | EA | 0
TACY6V1 | Canada | CAD | MOLD,CABLE,HORZ TEE | 276.78 | EA | 0
568671 | Canada | CAD | CONNECTOR 25 FOR EARTHING | 1.24 | EA | 0
LKT18GV | Canada | CAD | LENTON INTERLOK,HDG, | 587.46 | EA | 0
HAA1H2.50 | Canada | CAD | MOLD,CABLE TO HORZ STL,HO | 168.64 | EA | 0
ERICORE039T | Canada | CAD | DOWNCONDUCTOR,LIGHTNING, | 8289.61 | EA | 0
534011ABB05 | Canada | CAD | FLEXIBAR,ADV,3X20X1,ABB | 122.53 | EA | 0
EGBA14420AA | Canada | CAD | BAR,GRD BUS,1/4 X 4 X 20 | 309.4 | EA | 0
HDSSC2QHQ | Canada | CAD | MOLD,CABLE HORZ SPLICE | 276.78 | EA | 0
EL43TP9 | Canada | CAD | COUPLER,LENTON POSITION,# | 148.66 | EA | 0
SRF3250N | Canada | CAD | SRF,N-SERIES, 3PH,250A, | 9909.6 | EA | 0
LPA663CTO | Canada | CAD | ROD,AL,THREADED,5/8IN DIA | 7.53 | EA | 0
SBB200E | Canada | CAD | MOLD,WEB SIGNAL BOND,5/16 | 187.59 | EA | 0
SBTBS3412B | Canada | CAD | BOND,SWITCH,3/16 & 1 TAB | 9.07 | EA | 0
MCS100R5 | Canada | CAD | BRACKET,SUPPORT,#12/14 AC | 28.47 | EA | 0
615803DP | Canada | CAD | ROD,GRD,5/8X10,CU BONDED | 78.57 | EA | 0
B295X51Z79 | Canada | CAD | LABEL,ADHESIVE,TYPE 2 | 111.84 | EA | 0
534410 | Canada | CAD | IBSB ADV 50-530-8-10 | 35.44 | EA | 0
548560 | Canada | CAD | INSULATOR,BUSBAR,ISO TP | 5.63 | EA | 0
554345 | Canada | CAD | BRAID,EARTH,SS,50MM2,CPI | 31.08 | EA | 0
RBT189175H | Canada | CAD | SPLICE,KIT,#18 CADWELD T- | 559.43 | EA | 0
A109S | Canada | CAD | CABLE,SAMPLE,5 IN LONG,2/ | 12.81 | EA | 0
EGBA14210JJ | Canada | CAD | BAR,GRD BUS,1/4 X 2 X 10 | 114.4 | EA | 0
PCC8D8D | Canada | CAD | MOLD,CABLE, HORZ TAP PARA | 276.78 | EA | 0
GYR14Y4 | Canada | CAD | MOLD,CABLE TO GRD ROD,VER | 376.08 | EA | 0
47858060AEP | Canada | CAD | ROD,GRD,5/8,CU PLATED,15 | 252.07 | EA | 0
534530 | Canada | CAD | IBS ADV 240-830-12 | 324.05 | EA | 0
HSC9F8 | Canada | CAD | MOLD,CABLE TO HORZ STL, | 276.78 | EA | 0
PCC3Q1V | Canada | CAD | MOLD,CABLE,HORZ TAP | 276.78 | EA | 0
123340 | Canada | CAD | FRAME,ASSY,304 STAINLESS | 540.59 | EA | 0
GTC311V | Canada | CAD | MOLD,CABLE TO GRD ROD,VER | 276.78 | EA | 0
LEC2VPAL | Canada | CAD | MOLD,134MM2 TO 6X40 BUS/ | 276.78 | EA | 0
BKEPALPAL | Canada | CAD | MOLD,BUS BAR,HORZ TEE BAR | 775.14 | EA | 0
PTCY3Y5 | Canada | CAD | MOLD,CABLE, HORZ THRU PAR | 276.78 | EA | 0
534031IR04 | Canada | CAD | FLEXIBAR,ADV,3X40X1MM,IR | 229.68 | EA | 0
RRA541T | Canada | CAD | MOLD,CABLE TO REBAR,HORZ | 168.64 | EA | 0
RBT9101HA | Canada | CAD | SLEEVE,CADWELD,#9 T-SERIE | 110.88 | EA | 0
S90-03-27 | Canada | CAD | TDS1502BR277A | 313.14 | EA | 0
ECRV122Q4U | Canada | CAD | GROUND ROD,ASSY,KIT,12 FT | 2273.1 | EA | 0
115F80SNCF | Canada | CAD | WELD METAL,CADWELD, | 35.75 | EA | 0
SBB2703P17B | Canada | CAD | EPP,PANEL,HORIZ ASSY,RACK | 627.8 | EA | 0
534026HYD02 | Canada | CAD | FLEXIBAR,ADV,5X32X1MM,HYD | 91.25 | EA | 0
EGBA14310NN | Canada | CAD | BAR,GRD BUS,1/4 X 3 X 10 | 140.4 | EA | 0
534058GE06 | Canada | CAD | FLEXIBAR,ADV,10X100X1,GE | 2146.09 | EA | 0
LK11GV | Canada | CAD | LENTON INTERLOK, HDG, | 201.85 | EA | 0
A235H2C10RH | Canada | CAD | CLAMP,FENCE GATE,SGL LEAD | 245.05 | EA | 0
VSC3DW | Canada | CAD | MOLD,CABLE TO VERT STL,45 | 302.99 | EA | 0
545956 | Canada | CAD | DIE,BOLT,3/8IN, 5/16 | 139.28 | EA | 0
PCC2Q1HW | Canada | CAD | MOLD,CABLE, HORZ TAP PARA | 329.2 | EA | 0
534011IR08 | Canada | CAD | FLEXIBAR,ADV,3X20X1MM,IR | 67.07 | EA | 0
EGBA14410BB | Canada | CAD | BAR,GRD BUS,1/4 X 4 X 10 | 166.4 | EA | 0
EDT235010R | Canada | CAD | ENHANCED TYPE 2, 350V, 10 | 101.93 | EA | 0
HSC2V | Canada | CAD | MOLD,CABLE TO HORZ STL,HO | 276.78 | EA | 0
MBSPD180PCBNA | Canada | CAD | METER,BASE,SPD,PCB,120/24 | 216.91 | EA | 0
EL20SAECF | Canada | CAD | COUPLER,LENTON,SA,#6 | 39.35 | EA | 0
ACC4000E4X | Canada | CAD | FRAME,ASSY,FC-158-SR | 220.27 | EA | 0
MBG01 | Canada | CAD | MOLD,BLANK,4565 C PRICE | 150.01 | EA | 0
PB20TA1L2V | Canada | CAD | MOLD,CABLE,HORZ TEE | 199.84 | EA | 0
715101 | Canada | CAD | LUG,CABLE,PKS70/10-H | 6.85 | EA | 0
RDM52Y5 | Canada | CAD | MOLD,CABLE TO REBAR, | 844.84 | EA | 0
508015 | Canada | CAD | BRAID,FLEXIBLE, | 782.55 | EA | 0
554080 | Canada | CAD | SILICONE SLEEVE SBS 30 | 22.89 | EA | 0
534055TSL01 | Canada | CAD | FLEXIBAR,ADV,5X100X1, TSL | 424.22 | EA | 0
S1V16 | Canada | CAD | MOLD,185MM2,HV AL CABLE, | 2065.64 | EA | 0
PCC2Q2L | Canada | CAD | MOLD,CABLE, HORZ TAP PARA | 276.78 | EA | 0
PTC2G1V | Canada | CAD | MOLD,CABLE, HORZ THRU PAR | 276.78 | EA | 0
NCF163Q | Canada | CAD | MOLD,CABLE TO GRD ROD,HOR | 659.46 | EA | 0
SSC2L2G | Canada | CAD | MOLD,CABLE,HORZ SPLICE | 276.78 | EA | 0
HDTAD4Y4L | Canada | CAD | MOLD,CABLE,HORZ TEE | 586.79 | EA | 0
LU36PT15D | Canada | CAD | LENTON ULTIMATE,POSITION, | 68.09 | EA | 0
S429F3N16 | Canada | CAD | SLEEVE,CU,FLARED,450 RLAY | 5.38 | EA | 0
715355 | Canada | CAD | ASSY PSKE + HOSE HB.6014 | 1574.98 | EA | 0
534028STK01 | Canada | CAD | FLEXIBAR,ADV,8X32X1MM,STK | 266.34 | EA | 0
B540A14414B | Canada | CAD | COVER,BUSBAR,1/4X4X14,CLR | 73.16 | EA | 0
534015 | Canada | CAD | FLEX ADV2MTC 10X20X1 | 342.34 | EA | 0
PHJ2Q2QW | Canada | CAD | MOLD,CABLE,VERT THRU PARA | 1252 | EA | 0
EPGC1428X8FL | Canada | CAD | PERIMETER,GRD,90DEG FLAT | 113.3 | EA | 0
EL40CIPS | Canada | CAD | PROTECTOR,THREAD,INTERNAL | 0.61 | EA | 0
PB53TC3Q3Q | Canada | CAD | MOLD,CABLE,VERT TEE HORZ | 476.13 | EA | 0
XBV3Q3Q | Canada | CAD | MOLD,CABLE,HORZ X LAPPED | 1215.58 | EA | 0
TAC3Q2B | Canada | CAD | MOLD,CABLE,HORZ TEE | 276.78 | EA | 0
GRC169D | Canada | CAD | MOLD,CABLE TO GRD ROD,VER | 276.78 | EA | 0
LPC221LST | Canada | CAD | POINT,CU,1/2IN X 10IN | 44.11 | EA | 0
CAHBA1H | Canada | CAD | MOLD,CABLE TO HORZ CAST I | 168.64 | EA | 0
ML508 | Canada | CAD | GROMMET,QUICK-WEDGE,SUPPO | 65.05 | EA | 0
VLC2GRH | Canada | CAD | MOLD,CABLE TO VERT STL,HO | 276.78 | EA | 0
GTT311H | Canada | CAD | MOLD,CABLE TO GRD ROD,VER | 269.61 | EA | 0
503400 | Canada | CAD | BRAID,ROUND,RTCBI 15-10 | 24.66 | MR | 0
ECRV102Q10U | Canada | CAD | GROUND ROD,ASSY,KIT,10 FT | 2123.26 | EA | 0
PCT1L1G | Canada | CAD | MOLD,CABLE,HORZ TAP PARAL | 269.61 | EA | 0
534057 | Canada | CAD | FLEX ADV2MTC 8X100X1 | 1404.12 | EA | 0
PCC2V1V | Canada | CAD | MOLD,CABLE,HORZ TAP PARAL | 276.78 | EA | 0
GMR162Q | Canada | CAD | MOLD,CABLE TO GRD ROD,VER | 376.08 | EA | 0
XAC2Q1Y | Canada | CAD | MOLD,CABLE,HORZ X SAME PL | 276.78 | EA | 0
HDGRC163H | Canada | CAD | MOLD,CABLE TO GRD ROD,VER | 276.78 | EA | 0
LPLC458X58 | Canada | CAD | CONNECTOR,LEAD,COVERED, | 196.04 | EA | 0
CPC16EAJ | Canada | CAD | MOLD,BUS TO GRD ROD,VERT | 258.69 | EA | 0
TAC3A9G | Canada | CAD | MOLD,CABLE,HORZ TEE | 276.78 | EA | 0
XBK4Y4L | Canada | CAD | MOLD,CABLE,HORZ X LAPPED | 1255.97 | EA | 0
534048RW28 | Canada | CAD | FLEXIBAR,ADV,10X63X1MM,RW | 271.14 | EA | 0
EGBF14420CC | Canada | CAD | BUSBAR,GRD,CU,1/4X4X20,CC | 403 | EA | 0
CAVHP1V | Canada | CAD | MOLD,CABLE TO VERT CAST | 304.14 | EA | 0
534026HYD03 | Canada | CAD | FLEXIBAR,ADV,5X32X1MM,HYD | 182.61 | EA | 0
559660 | Canada | CAD | INS,1-1/2,3/8-16 X 3/8 | 3.47 | EA | 0
T319 | Canada | CAD | BAR,GALV,1/3 POUND | 82.03 | EA | 0
EL32SA | Canada | CAD | COUPLER,LENTON,SA,#10 | 52.65 | EA | 0
SRGBD100 | Canada | CAD | GRID,SRG,10 X 100,26 GAGE | 4715.79 | EA | 0
5213GW | Canada | CAD | WIRE,GRD,1/2,10MIL,COPPER | 23.36 | EA | 0
HDTAC1T2Q | Canada | CAD | MOLD,CABLE,HORZ TEE | 276.78 | EA | 0
TAC2L1V | Canada | CAD | MOLD,CABLE,HORZ TEE | 276.78 | EA | 0
VSCS1V3C | Canada | CAD | MOLD,CABLE TO VERT STL,45 | 276.78 | EA | 0
SBS898 | Canada | CAD | MOLD,WELDER BOND,T6 | 111.77 | EA | 0
GTC162P | Canada | CAD | MOLD,CABLE TO GRD ROD,VER | 276.78 | EA | 0
GTC161TW | Canada | CAD | MOLD,CABLE TO GRD ROD,VER | 355.41 | EA | 0
NT1181GPLUS | Canada | CAD | ONE-SHOT,CABLE TO GRD ROD | 37.19 | EA | 0
RBHSB16070F | Canada | CAD | BASIN,POURING,#11 HORIZ. | 782.26 | EA | 0
CGCCG | Canada | CAD | MOLD,BUS TO HORZ STL,TAP | 276.78 | EA | 0
YRC2L2LLH | Canada | CAD | MOLD,CABLE,HORZ Y 45 DEG | 276.78 | EA | 0
CAHAA1H | Canada | CAD | MOLD,CABLE TO HORZ STL,HO | 168.64 | EA | 0
LK510 | Canada | CAD | CAP,INTERLOK PLASTIC,#10 | 0.6 | EA | 0
VBC1TV2.50 | Canada | CAD | MOLD,CABLE TO VERT STL,VE | 276.78 | EA | 0
GTP331K | Canada | CAD | MOLD,CABLE TO GRD ROD,VER | 304.14 | EA | 0
XB32L2L | Canada | CAD | MOLD,CABLE,HORZ X LAPPED | 606.83 | EA | 0
LKRGG2Q | Canada | CAD | MOLD,CABLE TO BUS/LUG,VER | 376.08 | EA | 0
EL36D16 | Canada | CAD | COUPLER,LENTON,TERMINATOR | 28.53 | EA | 0
XLRHC51Y6 | Canada | CAD | MOLD,CABLE TO REBAR,HORZ | 376.08 | EA | 0
VLD4LLH | Canada | CAD | MOLD,CABLE TO VERT STL, | 586.79 | EA | 0
PBWD97 | Canada | CAD | DIE,HAMMER,RAIL PWR,95MM2 | 177.61 | EA | 0
JD11 | Canada | CAD | DIE,HAMMER,4 CONC | 310.41 | EA | 0
VFC2GV1 | Canada | CAD | MOLD,CABLE TO VERT STL,VE | 276.78 | EA | 0
TAC3D1L | Canada | CAD | MOLD,CABLE,HORZ TEE | 276.78 | EA | 0
LPA243ST | Canada | CAD | POINT,AL,BLUNT,5/8 X 15IN | 16.33 | EA | 0
GYE16Y2 | Canada | CAD | MOLD,CABLE TO GRD ROD,VER | 775.14 | EA | 0
B399CS | Canada | CAD | CLAMP,HORZ,MINI W/SPRING | 315.3 | EA | 0
LPC66418 | Canada | CAD | CONNECTION,THRU,ROOF,W/PV | 285.05 | EA | 0
GYR181V | Canada | CAD | MOLD,CABLE TO GRD ROD,VER | 376.08 | EA | 0
FLATBLACK | Canada | CAD | FLAT BLACK SPRAY-ON PAINT | 26.87 | EA | 0
XAC3D3D | Canada | CAD | MOLD,CABLE,HORZ X SAME PL | 276.78 | EA | 0
505676 | Canada | CAD | BUSBAR,SPECIAL,C11000 CU | 30.49 | EA | 0
TAC9D9D | Canada | CAD | MOLD,CABLE,HORZ TEE | 276.78 | EA | 0
LU20FT12D | Canada | CAD | LENTON ULTIMATE,FEMALE, | 12.71 | EA | 0
YRC2A2ALH | Canada | CAD | MOLD,CABLE,HORZ Y 45 DEG | 276.78 | EA | 0
RBW7397H | Canada | CAD | INSTALLATION KIT,EQUIP,#7 | 2033.71 | EA | 0
PBW13S96B | Canada | CAD | BOND,JOINT,500 RLAY WEB,9 | 353.81 | EA | 0
EGBA14406NN | Canada | CAD | BAR,GRD BUS,1/4 X 4 X 6 | 109.2 | EA | 0
534036GE09 | Canada | CAD | FLEXIBAR,ADV,10X40X1MM,GE | 566.28 | EA | 0
FLXPLAM0070 | Canada | CAD | FLEXIBAR,ADV,2X15.5X0.8MM | 254.27 | EA | 0
SBB2703R7PKCS7 | Canada | CAD | EPP,RACK,7 FT,W/HORIZ | 9999.99 | EA | 0
B117CBOX | Canada | CAD | DISK,STEEL,1 1/2 D,10,000 | 0.06 | EA | 0
534010RES02 | Canada | CAD | FLEXIBAR,ADV,2X20X1MM,RES | 132.42 | EA | 0
XBCY3Y3 | Canada | CAD | MOLD,CABLE,HORZ X LAPPED | 276.78 | EA | 0
CA25 | Canada | CAD | WELD METAL,ALLOY,F33 CATH | 8.97 | EA | 0
EL2520A2 | Canada | CAD | COUPLER,LENTON STANDARD,# | 58.24 | EA | 0
RHC53Y4 | Canada | CAD | MOLD,CABLE TO REBAR,HORZ | 276.78 | EA | 0
LPA570 | Canada | CAD | BOLT,U,CASTING ASSEMBLY | 28.44 | EA | 0
566580GA01 | Canada | CAD | BUSBAR,FLEXIBLE,SUMMUM 2M | 116.72 | EA | 0
CGCCAJ | Canada | CAD | MOLD,BUS TO HORZ STL,TAP | 276.78 | EA | 0
534037TR04 | Canada | CAD | FLEXIBAR,ADV,3X50X1,TR | 134.52 | EA | 0
VSC1HV2 | Canada | CAD | MOLD,CABLE TO VERT STL,45 | 276.78 | EA | 0
IH2600E | Canada | CAD | ENCLOSURE,INSPECTION,W/CO | 836.6 | EA | 0
GYE181L | Canada | CAD | MOLD,CABLE TO GRD ROD,VER | 775.14 | EA | 0
GTC163QW | Canada | CAD | MOLD,CABLE TO GRD ROD,VER | 355.41 | EA | 0
EDT275030R | Canada | CAD | ENHANCED TYPE 2, 750V, 30 | 319.74 | EA | 0
GTD18P9 | Canada | CAD | MOLD,CABLE TO GRD ROD, | 586.79 | EA | 0
GRCP200Y9 | Canada | CAD | MOLD,CABLE TO GRD ROD, | 276.78 | EA | 0
TACY6CY6C | Canada | CAD | MOLD,CABLE,HORZ TEE | 276.78 | EA | 0
A811J26F320 | Canada | CAD | STRIP,CU,26GA X 12X320 FT | 1190.85 | EA | 0
VBC9G | Canada | CAD | MOLD,CABLE TO VERT STL, | 276.78 | EA | 0
EGBA14436QQ | Canada | CAD | BAR,GRD BUS,1/4 X 4 X 36 | 538.2 | EA | 0
EL36SASA2400 | Canada | CAD | COUPLER,LENTON,SASA,DBL | 171.31 | EA | 0
SBM275E1B | Canada | CAD | PLATE,BACK,30MM X 83MM X | 2.86 | EA | 0
EL57TA2ES | Canada | CAD | COUPLER,LENTON STANDARD,# | 209.89 | EA | 0
SBB200DLH | Canada | CAD | MOLD,WEB SIGNAL BOND,3/16 | 95.11 | EA | 0
534026AMX14 | Canada | CAD | FLEXIBAR,ADV,5X32X1,AMX | 113.33 | EA | 0
LQJEH2P | Canada | CAD | MOLD,CABLE TO BUS/LUG,VER | 1147.17 | EA | 0
HDHSC2QW | Canada | CAD | MOLD,CABLE TO HORZ STL,HO | 302.99 | EA | 0
563930 | Canada | CAD | BLOCK,4,POLE DISTRIBUTION | 57.32 | EA | 0
HDSSC2G | Canada | CAD | MOLD,CABLE,HORZ SPLICE | 276.78 | EA | 0
VSC1EV3C | Canada | CAD | MOLD,CABLE TO VERT STL, | 276.78 | EA | 0
LPC1501000 | Canada | CAD | CABLE,CU,MINI SMOOTH | 4.42 | FT | 0
A930H008 | Canada | CAD | PIN,DOWEL,PIN,DOWEL,4MM X | 1.1 | EA | 0
WT2TC1MV05.5 | Canada | CAD | RECEPTOR ASSY, TIP, | 1082.98 | EA | 0
SBRT1040075 | Canada | CAD | BUSHING,STRIP,3/16X6/64 | 65.01 | EA | 0
MGATESTER1 | Canada | CAD | TESTER, SPD COMPONENTS | 5181.49 | EA | 0
VBC2QV3.50 | Canada | CAD | MOLD,CABLE TO VERT STL, | 276.78 | EA | 0
PBW5532RH | Canada | CAD | MOLD,RAIL,CABLE HORZ TO W | 177.31 | EA | 0
EL16D14ES | Canada | CAD | ANCHOR,LENTON,TERMINATOR, | 39.73 | EA | 0
534034ARZ15 | Canada | CAD | FLEXIBAR,ADV,6X40X1MM,ARZ | 279.08 | EA | 0
PBWX6LH | Canada | CAD | MOLD,BOND,FIELD MADE TO W | 119.52 | EA | 0
PBW12J48B | Canada | CAD | BOND,JOINT,2/0 RLAY WEB,4 | 71.18 | EA | 0
HDTAC3Q2Q | Canada | CAD | MOLD,CABLE,HORZ TEE | 276.78 | EA | 0
ECRV081T20U | Canada | CAD | GROUND ROD,ASSY,KIT,8 FT | 1899.77 | EA | 0
VTC1H | Canada | CAD | MOLD,CABLE TO VERT STL,HO | 276.78 | EA | 0
EL3628P9ES | Canada | CAD | COUPLER,LENTON POSITION,# | 189.15 | EA | 0
VBC2QV3C | Canada | CAD | MOLD,CABLE TO VERT STL,VE | 276.78 | EA | 0
GTC169C | Canada | CAD | MOLD,CABLE TO GRD ROD,VER | 276.78 | EA | 0
NX1181LPLUS | Canada | CAD | ONE-SHOT,CABLE TO GRD ROD | 39.56 | EA | 0
HSC3A | Canada | CAD | MOLD,CABLE TO HORZ STL,HO | 276.78 | EA | 0
TAD3X3Q | Canada | CAD | MOLD,CABLE,HORZ TEE | 586.79 | EA | 0
534053RW06 | Canada | CAD | FLEXIBAR,ADV,10X80X1MM,RW | 900.06 | EA | 0
SES160F240D | Canada | CAD | SES, 160 KA, FILTER, 240V | 789.58 | EA | 0
RBT91012H | Canada | CAD | SPLICE,KIT,#9 CADWLED -2 | 246.09 | EA | 0
554407B | Canada | CAD | BRAID,SS,LUG,50MM2,BULK | 97.19 | EA | 0
PB71LSJH3QM | Canada | CAD | MOLD,CABLE,TO BUS/LUG, | 671.18 | EA | 0
633480HA01UL | Canada | CAD | ROD,GRD,3/4X8,CU CLAD,10 | 82.16 | EA | 0
VSC3DV5 | Canada | CAD | MOLD,CABLE TO VERT STL,45 | 276.78 | EA | 0
GTC181D | Canada | CAD | MOLD,CABLE TO GRD ROD, | 276.78 | EA | 0
534011RW07 | Canada | CAD | FLEXIBAR,ADV,3X20X1MM,RW, | 170.64 | EA | 0
150SC | Canada | CAD | WELD METAL,CADWELD,F20 SO | 35.11 | EA | 0
ERICORE016U | Canada | CAD | DOWNCONDUCTOR,LIGHTNING, | 2059.56 | EA | 0
554324 | Canada | CAD | BRAID,EARTH,SS,35MM2,CPI | 27.08 | EA | 0
EL34A2N | Canada | CAD | COUPLER,LENTON,SOURCED,A2 | 52.33 | EA | 0
EL36P8Q | Canada | CAD | COUPLER,LENTON,POSITION, | 260.6 | EA | 0
SES320F480Y | Canada | CAD | SES, 320KA, FILTER, | 1683.02 | EA | 0
EL36A12 | Canada | CAD | COUPLER,LENTON,A12,#11 | 63.33 | EA | 0
RBVB14065F | Canada | CAD | BASIN,POURING,#11 VERTICA | 713.05 | EA | 0
GCCP50CA | Canada | CAD | CLIP,RAIL,GLUE,ASSY,50MM | 19.45 | EA | 0
RBWS2468 | Canada | CAD | BASIN,POURING,SPECIAL CLE | 511.84 | EA | 0
RDM52Y4 | Canada | CAD | MOLD,CABLE TO REBAR,HORZ | 844.84 | EA | 0
CMC18PAM | Canada | CAD | MOLD,BUS TO GRD ROD,VERT | 276.78 | EA | 0
XLBQCCAJPAM | Canada | CAD | MOLD,BUS BAR,VERT TEE TAP | 929.6 | EA | 0
CC34 | Canada | CAD | COUPLER,GRD ROD,BRZ W/O T | 30.23 | EA | 0
B544A027 | Canada | CAD | BAR ASSY,GRD,W/INSUL & BR | 178.59 | EA | 0
6334330 | Canada | CAD | EARTH ROD,CU BOND,THREAD | 42.78 | EA | 0
EPD100HZ120S | Canada | CAD | ERICO PROTECTION DEVICE, | 2138.53 | EA | 0
534010ABB31 | Canada | CAD | FLEXIBAR,ADV,2X20X1MM,ABB | 192.01 | EA | 0
XL90 | Canada | CAD | WELD METAL,ALLOY,F20,EXOL | 83.12 | EA | 0
564800D001 | Canada | CAD | BRAID,SHUNT,POWER,PBC 800 | 241.6 | EA | 0
534402 | Canada | CAD | IBSB ADV 25-430-6 | 19.79 | EA | 0
VVRY6 | Canada | CAD | MOLD,CABLE TO VERT STL,VE | 376.08 | EA | 0
LPS242 | Canada | CAD | POINT,SS,5/8IN X 12IN | 87.18 | EA | 0
EGBC14232NN | Canada | CAD | BAR,GRD BUS,1/4 X 2 X 32 | 291.2 | EA | 0
560870 | Canada | CAD | MODULE,SUPPORT,BUSBAR,ADJ | 77.92 | EA | 0
534010HDQ10 | Canada | CAD | FLEXIBAR,ADV,2X20X1MM,HDQ | 61.53 | EA | 0
FLXPLAM0092 | Canada | CAD | FLEXIBAR,ADV,2X15.5X0.8MM | 402.84 | EA | 0
EL16SAECF | Canada | CAD | COUPLER,LENTON,SA,#5 | 35.76 | EA | 0
GRC181K | Canada | CAD | MOLD,CABLE TO GRD ROD,VER | 276.78 | EA | 0
RBW3431829 | Canada | CAD | BRUSH,RING,SET FOR #18 CL | 1202.39 | EA | 0
GRC168D | Canada | CAD | MOLD,CABLE TO GRD ROD,VER | 276.78 | EA | 0
PB10LA2QEG | Canada | CAD | MOLD,CABLE TO BUS/LUG,HOR | 271.52 | EA | 0
534438 | Canada | CAD | IBSB ADV 185-630-10-12 | 137.1 | EA | 0
QF25 | Canada | CAD | QUICKFILL GROUND | 64.51 | EA | 0
LQJFALY5 | Canada | CAD | MOLD,CABLE TO BUS/LUG,VER | 1147.17 | EA | 0
TACY4Y2 | Canada | CAD | MOLD,CABLE,HORZ TEE | 276.78 | EA | 0
GRC222G | Canada | CAD | MOLD,CABLE TO GRD ROD,VER | 276.78 | EA | 0
BK.25X3 | Canada | CAD | STOCK,STRIP,1/4 X 3 IN,CU | 9.87 | EA | 0
PB20TA3S3S | Canada | CAD | MOLD,CABLE,HORZ TEE | 199.84 | EA | 0
ACF2GS | Canada | CAD | BRACKET,X | 332.57 | EA | 0
ERICORE085T | Canada | CAD | DOWNCONDUCTOR,LIGHTNING, | 15664.77 | EA | 0
LPA513 | Canada | CAD | SPLICE,AL,CABLE,STRAIGHT | 29.59 | EA | 0
VBC2QV4 | Canada | CAD | MOLD,CABLE TO VERT STL,VE | 276.78 | EA | 0
GCHSC1924 | Canada | CAD | KIT,CLIP,GLUED RAIL TIE,1 | 321.23 | EA | 0
534034GE19 | Canada | CAD | FLEXIBAR,ADV,6X40X1MM,GE, | 280.98 | EA | 0
LPC248BST | Canada | CAD | POINT,CU,BLUNT BARE,5/8IN | 181.27 | EA | 0
LEC1DEE | Canada | CAD | MOLD,CABLE TO BUS/LUG,HOR | 167.9 | EA | 0
FLXPABB0100 | Canada | CAD | FLEXIBAR,ADV,2X24X1MM,ABB | 262.202 | EA | 0
VVR2QV6W | Canada | CAD | MOLD,CABLE TO VERT STL, | 402.29 | EA | 0
B2172Q12 | Canada | CAD | LUG,BOND,3/16 X 1 LUG, | 113.4 | EA | 0
508012 | Canada | CAD | BRAID,FLEXIBLE, | 519.29 | EA | 0
534022LAM02 | Canada | CAD | FLEXIBAR,ADV,10X24X1,LAM | 81.25 | EA | 0
LECT3EAL | Canada | CAD | MOLD,CABLE TO BUS/LUG,HOR | 276.78 | EA | 0
RRC522G | Canada | CAD | MOLD,CABLE TO REBAR,HORZ | 276.78 | EA | 0
LPA2942F5F | Canada | CAD | ADAPTER,AL,COUPL.,1/2IN | 22.54 | EA | 0
B545A09 | Canada | CAD | BRACKET,MOUNTING,4 IN BUS | 24.43 | EA | 0
GPECNBH024 | Canada | CAD | ELECTRODE,GRD PLATE,1/16X | 167.21 | EA | 0
A240F2S36001LH | Canada | CAD | CLAMP,FENCE,4/0X36 FLEX J | 452.26 | EA | 0
503230RB01 | Canada | CAD | BRAID,CU,TIN,800MM2,2 LYR | 651.05 | EA | 0
TGBSPLICEKIT | Canada | CAD | SPLICE,KIT,GRD,BUS,TGB | 99.22 | EA | 0
534034RW09 | Canada | CAD | FLEXIBAR,ADV,6X40X1MM,RW, | 391.52 | EA | 0
GPECEEK0362Q024 | Canada | CAD | ELECTRODE,GRD PLATE,1/4 X | 1958.36 | EA | 0
PBCS6M | Canada | CAD | MOLD,BOND,14.5MM COMPOSIT | 199.84 | EA | 0
SB20175CWPW2 | Canada | CAD | BOND,KIT,JOINT,5/16 TAB, | 20.28 | EA | 0
SBTBB336B | Canada | CAD | BOND,BOOTLEG,3/16 6 LONG | 5.64 | EA | 0
XLVTC1H | Canada | CAD | MOLD,CABLE TO VERT STL,HO | 328.55 | EA | 0
558340 | Canada | CAD | CONTACT KIT M8 X 30 ZB | 1.26 | EA | 0
B540A904 | Canada | CAD | BUSBAR,GRD,CU,1/4X6X36 IN | 373.45 | EA | 0
CAHEA1G6 | Canada | CAD | MOLD,CABLE TO HORZ CAST I | 168.64 | EA | 0
TGBA10L04P | Canada | CAD | TELECOM GROUNDING BUSBAR, | 114.4 | EA | 0
A929H005 | Canada | CAD | WASHER,SEALING,1/2 NEOPRE | 6.6 | EA | 0
PGCY5Y3 | Canada | CAD | MOLD,CABLE,HORZ THRU PARA | 276.78 | EA | 0
VVR9FV6W | Canada | CAD | MOLD,CABLE TO VERT STL,VE | 402.29 | EA | 0
HTC2C | Canada | CAD | MOLD,STUD TO VERT STL | 276.78 | EA | 0
VFC1LV4 | Canada | CAD | MOLD,CABLE TO VERT STL,VE | 276.78 | EA | 0
534404 | Canada | CAD | IBSB ADV 25-630-6 | 24.52 | EA | 0
B544A017 | Canada | CAD | BAR ASSY,GRD BUS,1/4X4X20 | 174.67 | EA | 0
EGGBC14436QQS2 | Canada | CAD | BUSBAR,STL,GALV,ASSY,1/4X | 428.34 | EA | 0
PGP1V1V | Canada | CAD | MOLD,CABLE, HORZ THRU PAR | 304.14 | EA | 0
TAC1V1VL | Canada | CAD | MOLD,CABLE,HORZ TEE | 300.43 | EA | 0
548660 | Canada | CAD | INSULATOR,BUSBAR,ISO TP | 23.48 | EA | 0
RCE592Q | Canada | CAD | MOLD,CABLE TO REBAR,VERT | 775.14 | EA | 0
PBC22W00124B | Canada | CAD | BOND,RAIL C,250KCM RLAY 2 | 83.64 | EA | 0
559683 | Canada | CAD | INS,2-1/8,3/8-16 X 5/8 | 6.38 | EA | 0
554422B | Canada | CAD | BRAID,SS,LUG,70MM2,BULK | 108.1 | EA | 0
SBGT1182C | Canada | CAD | ONE-SHOT,CABLE TO GRD ROD | 31.32 | EA | 0
RCE541L | Canada | CAD | MOLD,CABLE TO REBAR,VERT | 775.14 | EA | 0
GRC161V | Canada | CAD | MOLD,CABLE TO GRD ROD,VER | 276.78 | EA | 0
FLXPSHL0005 | Canada | CAD | FLEXIBAR,ADV,5X20X1MM,SHL | 252.952 | EA | 0
LJC1G006 | Canada | CAD | MOLD,CABLE TO BUS/LUG,HOR | 276.78 | EA | 0
ELFG43TCA | Canada | CAD | LENTON,BAR END GAGE,FIELD | 193.16 | EA | 0
EGBA14424CCSKY | Canada | CAD | BAR ASSY,GRD BUS,1/4X4X24 | 366.6 | EA | 0
PTC2C2CW | Canada | CAD | MOLD,CABLE, HORZ THRU PAR | 329.2 | EA | 0
A930W005 | Canada | CAD | ANCHOR,EXPANSION SHIELD,1 | 4.28 | EA | 0
GR1141GPLUS | Canada | CAD | ONE-SHOT,CABLE TO GRD ROD | 24.47 | EA | 0
PB80PG003M | Canada | CAD | MOLD,CABLE,HORZ THRU PARA | 906.82 | EA | 0
534021SAF05 | Canada | CAD | FLEXIBAR,ADV,8X24X1MM,SAF | 287.04 | EA | 0
DEPRS42299D | Canada | CAD | PROTECTOR, DATA, EQUIP, R | 146.46 | EA | 0
GRC222C | Canada | CAD | MOLD,CABLE TO GRD ROD,VER | 276.78 | EA | 0
RJC521K | Canada | CAD | MOLD,CABLE TO REBAR,VERT | 276.78 | EA | 0
PB63SC6H3Q | Canada | CAD | MOLD,CABLE,HORZ SPLICE SI | 476.13 | EA | 0
PTCY9Y3 | Canada | CAD | MOLD,CABLE, HORZ THRU PAR | 276.78 | EA | 0
PTC2G3Q001 | Canada | CAD | MOLD,CABLE,HORZ THRU PARA | 276.78 | EA | 0
XLVNC2QLH | Canada | CAD | MOLD,CABLE TO VERT STL,HO | 328.55 | EA | 0
PTC1T1D | Canada | CAD | MOLD,CABLE,HORZ THRU PARA | 276.78 | EA | 0
B123CE03 | Canada | CAD | LUG,CU,1/8 X 1 W/2-7/16 H | 17.29 | EA | 0
534019AME07 | Canada | CAD | FLEXIBAR,ADV,5X24X1,AME | 60.44 | EA | 0
PTCY4Y1 | Canada | CAD | MOLD,CABLE,HORZ THRU PARA | 276.78 | EA | 0
LAC1KCE | Canada | CAD | MOLD,CABLE TO BUS/LUG,HOR | 276.78 | EA | 0
UTB15SP | Canada | CAD | PROTECTOR,SURGE,UTB,1PAIR | 190.63 | EA | 0
SBNX1161G | Canada | CAD | ONE-SHOT,CABLE TO GRD ROD | 17.6 | EA | 0
B250P4 | Canada | CAD | MOLD,BLANK,400500 F PRICE | 665.82 | EA | 0
613400 | Canada | CAD | ROD,GRD,3/4X10,CU BONDED | 89.48 | EA | 0
534027VRT07 | Canada | CAD | FLEXIBAR,ADV,6X32X1,VRT | 103.87 | EA | 0
B102EG001 | Canada | CAD | LUG,CU,1/4 X 1 1/2 W/2-9/ | 48.31 | EA | 0
HDPTF3Q3Q | Canada | CAD | MOLD,CABLE, HORZ THRU PAR | 659.46 | EA | 0
ERICORE250U | Canada | CAD | DOWNCONDUCTOR,LIGHTNING | 41394.69 | EA | 0
519142 | Canada | CAD | BRAID,CU,TINNED,ASSY | 36.58 | EA | 0
CSP1BNC90 | Canada | CAD | COAXIAL SURGE PROTECTOR, | 164.46 | EA | 0
LPC247BST | Canada | CAD | POINT,CU,BLUNT BARE,5/8IN | 141.45 | EA | 0
534029ABB24 | Canada | CAD | FLEXIBAR,ADV,10X32X1,ABB, | 443.99 | EA | 0
PTC2G9D | Canada | CAD | MOLD,CABLE, HORZ THRU PAR | 276.78 | EA | 0
548511 | Canada | CAD | INSULATOR,BUSBAR,ISO TP | 8.24 | EA | 0
LPC2913M3M | Canada | CAD | ADAPTER,CU,COUPL.,3/8IN | 25.65 | EA | 0
GTD24C2V | Canada | CAD | MOLD,CABLE TO GRD ROD,VER | 586.79 | EA | 0
LPC483 | Canada | CAD | CABLE,CLAMP,FASTNER TO YO | 48.66 | EA | 0
569030 | Canada | CAD | BLOCK,SINGLE POLE,DISTRIB | 18.11 | EA | 0
PBJT52W | Canada | CAD | WELDER,BOND,250KCM RLAY, | 122.31 | EA | 0
ECRV082Q4D | Canada | CAD | GROUND ROD,ASSY,KIT,8 FT, | 1899.77 | EA | 0
ARC2205SS | Canada | CAD | COUPLER,ASSY,WITH AIR TER | 127.45 | EA | 0
VNCSFRH | Canada | CAD | MOLD,CABLE TO VERT STL,HO | 276.78 | EA | 0
LJCCE2C | Canada | CAD | MOLD,CABLE TO BUS/LUG,HOR | 276.78 | EA | 0
EGBA14214EE | Canada | CAD | BAR,GRD BUS,1/4 X 2 X 14 | 150.8 | EA | 0
MBB15LBT | Canada | CAD | MOLD,BLANK,250300 C PRICE | 276.78 | EA | 0
GYR169F | Canada | CAD | MOLD,CABLE TO GRD ROD,VER | 376.08 | EA | 0
RBTSA9040F | Canada | CAD | BASIN,POURING,#11 HORIZ. | 713.05 | EA | 0
PB13TP2Q | Canada | CAD | MOLD,CABLE TO RAIL,HORZ T | 271.52 | EA | 0
RJE562C | Canada | CAD | MOLD,CABLE TO REBAR,VERT | 775.14 | EA | 0
FLXPLAM0001 | Canada | CAD | FLEXIBAR,ADV,2X15.5X0.8MM | 432.71 | EA | 0
534010SE12 | Canada | CAD | FLEXIBAR,ADV,2X20X1,SE | 85.8 | EA | 0
PBW2J | Canada | CAD | MOLD,RAIL,CABLE HORZ TO W | 219.14 | EA | 0
549503 | Canada | CAD | KIT,SUPPORT,BUSBAR,CABS | 37.4 | EA | 0
RBW39910 | Canada | CAD | ADAPTER,SLEEVE SPEED,#10 | 7.24 | EA | 0
PTC4L1V | Canada | CAD | MOLD,CABLE, HORZ THRU PAR | 276.78 | EA | 0
EGBA14206GG | Canada | CAD | BAR,GRD BUS,1/4 X 2 X 6 | 78 | EA | 0
A811A26W4F500 | Canada | CAD | STOCK,BAR,CU,26GA X 4 IN | 5935.71 | EA | 0
GDR182Q | Canada | CAD | MOLD,CABLE TO GRD ROD,VER | 376.08 | EA | 0
EGBA14306CC | Canada | CAD | BAR,GRD BUS,1/4 X 3 X 6 | 93.6 | EA | 0
HAA1H | Canada | CAD | MOLD,CABLE TO HORZ STL,HO | 168.64 | EA | 0
SBT408 | Canada | CAD | HOLDER,TOOL,FOR BOND PUNC | 45.93 | EA | 0
SB02SC36001 | Canada | CAD | MOLD,CABLE,HORZ SPLICE SI | 147.36 | EA | 0
EL36P14L | Canada | CAD | COUPLER,LENTON,P14L,36MM, | 143.83 | EA | 0
PB80LS3SJK003M | Canada | CAD | MOLD,CABLE TO BUS/LUG,HOR | 906.82 | EA | 0
PQC160-277/480V | Canada | CAD | SES160B480Y | 1780.92 | EA | 0
A239GC2S242Q4RH | Canada | CAD | CLAMP,FENCE,4/0 FLEX,4/0 | 511.89 | EA | 0
ZZSPSERVICE | Canada | CAD | MISC CHARGE SURGE PROTECT | 1.78 | EA | 0
LECT6PAL | Canada | CAD | MOLD,CABLE TO BUS/LUG,HOR | 276.78 | EA | 0
UTB5SPGM | Canada | CAD | PROTECTOR,SURGE,UTB REPLA | 177.52 | EA | 0
EL32P8Q | Canada | CAD | COUPLER,LENTON,POSITION, | 249.98 | EA | 0
LC20B12D | Canada | CAD | SLEEVE,B12 SERIES,20MM, | 100.32 | EA | 0
RDH592C | Canada | CAD | MOLD,CABLE TO REBAR,HORZ | 484.97 | EA | 0
SB02SS3 | Canada | CAD | MOLD,CABLE,HORZ SPLICE | 144.04 | EA | 0
MBK09 | Canada | CAD | MOLD,BLANK,STYLE K,2 3/8 | 1255.97 | EA | 0
RTC54Y2 | Canada | CAD | MOLD,CABLE TO REBAR,HORZ | 276.78 | EA | 0
GXRY7C190 | Canada | CAD | MOLD,CABLE TO GRD ROD,VER | 376.08 | EA | 0
RDH542L | Canada | CAD | MOLD,CABLE TO REBAR,HORZ | 484.97 | EA | 0
EGBA14612NN | Canada | CAD | BAR,GRD BUS,1/4 X 6 X 12 | 257.4 | EA | 0
LPC551L38 | Canada | CAD | LUG,CU,CAST,BONDING,3/8IN | 70.66 | EA | 0
PB10GLEG2G | Canada | CAD | MOLD,CABLE TO LUG,HORZ SP | 199.84 | EA | 0
CAVNT1V6RH | Canada | CAD | MOLD,CABLE TO VERT STL,HO | 269.61 | EA | 0
PB13ST2G175CRLH | Canada | CAD | MOLD,CABLE TO RAIL,HORZ T | 271.52 | EA | 0
TAC2G1Q | Canada | CAD | MOLD,CABLE,HORZ TEE | 276.78 | EA | 0
EL40A2N | Canada | CAD | COUPLER,LENTON,SOURCED,A2 | 61.45 | EA | 0
SAMPISODC01 | Canada | CAD | CABLE,ISOLATED,DOWNCONDUC | 1068.02 | EA | 0
LACT1CAJ | Canada | CAD | MOLD,CABLE TO BUS/LUG,HOR | 276.78 | EA | 0
560720 | Canada | CAD | SPACER,INSULATOR,M6,70MM | 3.39 | EA | 0
ECRH081T5UX1 | Canada | CAD | GROUND ROD,ASSY,KIT.8 FT, | 2412.94 | EA | 0
SBB2703R7PKCS5 | Canada | CAD | EPP,RACK,7 FT,W/HORIZ PAN | 9999.99 | EA | 0
EL22D16ES | Canada | CAD | COUPLER,LENTON,TERMINATOR | 25.85 | EA | 0
413420 | Canada | CAD | ROD,GRD,3/4X2.0M,CU CLAD | 50.54 | EA | 0
TAC2G2C | Canada | CAD | MOLD,CABLE,HORZ TEE | 276.78 | EA | 0
LK109 | Canada | CAD | COUPLER,LENTON INTERLOK,# | 120.51 | EA | 0
ECRV102G4U | Canada | CAD | GROUND ROD,ASSY,KIT,10 FT | 1952.65 | EA | 0
LK1411 | Canada | CAD | COUPLER,LENTON,INTERLOK,# | 203 | EA | 0
534034FL07 | Canada | CAD | FLEXIBAR,ADV,6X40X1,FL | 289.25 | EA | 0
RBF90 | Canada | CAD | MATERIAL,FILLER,REBAR FER | 57.78 | EA | 0
LPLC437LG | Canada | CAD | BASE,CU,TOP MOUNT,LEAD | 453.32 | EA | 0
LAC2LEE | Canada | CAD | MOLD,CABLE TO BUS/LUG,HOR | 276.78 | EA | 0
GRC14Y6 | Canada | CAD | MOLD,CABLE TO GRD ROD,VER | 276.78 | EA | 0
LPC347L12 | Canada | CAD | BASE,CU,PNT,1/2 THRD,CAST | 139.26 | EA | 0
GR1181V | Canada | CAD | ONE-SHOT,CABLE TO GRD ROD | 35.84 | EA | 0
LPC207BST | Canada | CAD | POINT,CU,BLUNT BARE,3/8IN | 51.96 | EA | 0
TAC1T2C | Canada | CAD | MOLD,CABLE,HORZ TEE | 276.78 | EA | 0
LPC1202500M | Canada | CAD | CABLE,CU,SMOOTH WEAVE,29S | 14.83 | MR | 0
NCR371L | Canada | CAD | MOLD,CABLE TO GRD ROD,HOR | 376.08 | EA | 0
ER23000SS | Canada | CAD | MAST,KIT,3M W/ HARDWARE | 811.11 | EA | 0
EGBA14396NN | Canada | CAD | BAR,GRD BUS,1/4 X 3 X 96 | 1170 | EA | 0
PQLA1201P | Canada | CAD | POWERLOGICS, PRIVATE | 250.35 | EA | 0
VFC1TV8C | Canada | CAD | MOLD,CABLE TO VERT STL, | 276.78 | EA | 0
PCC1K1G | Canada | CAD | MOLD,CABLE,HORZ TAP PARAL | 276.78 | EA | 0
GYR162G | Canada | CAD | MOLD,CABLE TO GRD ROD,VER | 376.08 | EA | 0
HDXBV2Q2QW | Canada | CAD | MOLD,CABLE,HORZ X LAPPED | 1320.41 | EA | 0
SBAB18COCD3SS | Canada | CAD | CLIP,RAIL,ASSY | 14.09 | EA | 0
534018ABB22 | Canada | CAD | FLEXIBAR,ADV,4X24X1MM,ABB | 166.48 | EA | 0
NX1161VPLUS | Canada | CAD | ONE-SHOT,CABLE TO GRD ROD | 39.56 | EA | 0
XLGYR162G | Canada | CAD | MOLD,CABLE TO GRD ROD,VER | 376.08 | EA | 0
LPA141CTO | Canada | CAD | WIRE,AL,SOLD SOFT,#4 AWG | 2.9 | EA | 0
XBM2Q2GW | Canada | CAD | MOLD,CABLE,HORZ X LAPPED | 949.68 | EA | 0
LPC302M16 | Canada | CAD | BASE,CABLE,AND AIR TERMIN | 47.75 | EA | 0
B230D02 | Canada | CAD | JAW,U,MODIFIED FLATTENED | 8.97 | EA | 0
GRT14C1T | Canada | CAD | MOLD,CABLE TO GRD ROD,VER | 269.61 | EA | 0
VSC9TV3C | Canada | CAD | MOLD,CABLE TO VERT STL,45 | 276.78 | EA | 0
RBW7391418V | Canada | CAD | KIT,INSTALLATION,CADWELD, | 1920.58 | EA | 0
554411B | Canada | CAD | BRAID,SS,LUG,70MM2,BULK | 100.5 | EA | 0
XLXBQ2Q2QW | Canada | CAD | MOLD,CABLE,HORZ X LAPPED, | 1327.5 | EA | 0
RRH56Y6 | Canada | CAD | MOLD,CABLE TO REBAR,HORZ | 484.97 | EA | 0
716207 | Canada | CAD | RAIL,DRILLING,TEMPLATE | 497.5 | EA | 0
BMDCAMCAM | Canada | CAD | MOLD,BUS BAR,HORZ TEE BAR | 586.79 | EA | 0
RCE572L | Canada | CAD | MOLD,CABLE TO REBAR,VERT | 775.14 | EA | 0
RBHSB177550M | Canada | CAD | BASIN,POURING,#18 HORIZ S | 782.26 | EA | 0
YRC2Q1TRH | Canada | CAD | MOLD,CABLE,HORZ Y 45 DEG | 276.78 | EA | 0
LAC3DEEW | Canada | CAD | MOLD,CABLE TO BUS/LUG,HOR | 302.99 | EA | 0
CAHBA1V8 | Canada | CAD | MOLD,CABLE TO HORZ CAST I | 168.64 | EA | 0
ERICORE018U | Canada | CAD | DOWNCONDUCTOR,LIGHTNING, | 3069.82 | EA | 0
555228_B | Canada | CAD | BRAID,CU,TINNED,BLK,50MM2 | 7.51 | EA | 0
XLPB71LSJH3QS | Canada | CAD | MOLD,CABLE,TO BUS/LUG, | 1201.9 | EA | 0
FLXPLAM0064 | Canada | CAD | FLEXIBAR,ADV,2X15.5X0.8MM | 207 | EA | 0
PBB2172J00160 | Canada | CAD | BOND,STUB END,2/0 RLAY 60 | 232.28 | EA | 0
TDX400S277/480 | Canada | CAD | PROTECTOR, SURGE, TDX400S | 6540.09 | EA | 0
534034GE42 | Canada | CAD | FLEXIBAR,ADV,6X40X1MM,GE, | 396.71 | EA | 0
PTC2Q9H | Canada | CAD | MOLD,CABLE, HORZ THRU PAR | 276.78 | EA | 0
PBB180C | Canada | CAD | SCREW,ADJUSTING | 546.31 | EA | 0
EGBA14324BBT | Canada | CAD | BAR,GRD BUS,1/4 X 3 X 24 | 366.6 | EA | 0
TACY3Y5 | Canada | CAD | MOLD,CABLE,HORZ TEE | 276.78 | EA | 0
HSCS5 | Canada | CAD | MOLD,CABLE TO HORZ STL,HO | 276.78 | EA | 0
CAB136B | Canada | CAD | CLEANER,MOLD,90 W/M AND L | 9999.99 | EA | 0
PBW32W00443LHB | Canada | CAD | BOND,STUB,IMPD SIDE,250 | 149.81 | EA | 0
508028 | Canada | CAD | BRAID,FLEXIBLE, | 1478.89 | EA | 0
BMKHA001 | Canada | CAD | MOLD,BUS BAR,HORZ TEE BAR | 1255.97 | EA | 0
HDGBD16 | Canada | CAD | MOLD,GRD ROD TO ROD,RECEP | 586.79 | EA | 0
PTC3Q2LW | Canada | CAD | MOLD,CABLE, HORZ THRU PAR | 329.2 | EA | 0
715036 | Canada | CAD | ADAPTOR SET DRILL D=8 | 757.93 | EA | 0
MS/RESI | Canada | CAD | QUICK SALE | 0.34 | EA | 0
HDSSD4Y | Canada | CAD | MOLD,CABLE,HORZ SPLICE | 586.79 | EA | 0
HDTAC2C2C | Canada | CAD | MOLD,CABLE,HORZ TEE | 276.78 | EA | 0
EL28P9SS | Canada | CAD | COUPLER,LENTON POSITION, | 461.7 | EA | 0
NX1181GPLUS | Canada | CAD | ONE-SHOT,CABLE TO GRD ROD | 45.15 | EA | 0
ERICORE012U | Canada | CAD | DOWNCONDUCTOR,LIGHTNING, | 2046.58 | EA | 0
RBW6559A | Canada | CAD | SLEEVE,CADWELD,LOW SLIP # | 108.39 | EA | 0
PBWX3RH | Canada | CAD | MOLD,RAIL,FORMED CABLE TO | 130.3 | EA | 0
TAC2C3Q | Canada | CAD | MOLD,CABLE,HORZ TEE | 276.78 | EA | 0
RBM267156K | Canada | CAD | FITTING,CADWELD,#14/#18 E | 440.25 | EA | 0
EL12C2 | Canada | CAD | COUPLER,LENTON HALF,#4 | 22.71 | EA | 0
BMDEHEH | Canada | CAD | MOLD,BUS BAR,HORZ TEE BAR | 586.79 | EA | 0
S1V55M | Canada | CAD | MOLD,HV CABLE SPLICE,HORZ | 317.07 | EA | 0
PBWY7LH | Canada | CAD | MOLD,CABLE HORZ TO RAIL | 185.43 | EA | 0
LPC241ST | Canada | CAD | POINT,CU,BLUNT,5/8IN X | 61.01 | EA | 0
XLLAP1HAAM | Canada | CAD | MOLD,CABLE TO BUS/LUG,HOR | 244.48 | EA | 0
GNT181K001M | Canada | CAD | MOLD,CABLE TO GRD ROD,VER | 269.61 | EA | 0
EL36P84700 | Canada | CAD | COUPLER,LENTON,POSITION, | 545.2 | EA | 0
634400 | Canada | CAD | ROD,GRD,1X10,CU BONDED,10 | 460.2 | EA | 1
B165R | Canada | CAD | RECEPTACLE,GRD,W/REMVE ST | 259.29 | EA | 0
B545A26 | Canada | CAD | BRACKET,MOUNTING,1/8X1,W/ | 9.74 | EA | 0
633400PWC01 | Canada | CAD | ROD,GRD,3/4X10,SEC,10 MIL | 52.95 | EA | 0
563615 | Canada | CAD | BRAID,SHUNT,INSULATED, | 12.16 | EA | 0
GTC18T1 | Canada | CAD | MOLD,CABLE TO GRD ROD,VER | 276.78 | EA | 0
PBWD101 | Canada | CAD | DIE,HAMMER,RAIL PWR,50MM2 | 169.51 | EA | 0
LPC247 | Canada | CAD | POINT,CU,5/8IN X 36IN | 224.59 | EA | 0
EL28D14SS | Canada | CAD | ANCHOR,LENTON TERMINATOR, | 365.34 | EA | 0
RDM522Q | Canada | CAD | MOLD,CABLE TO REBAR,HORZ | 844.84 | EA | 0
S1V35M | Canada | CAD | MOLD,HV CABLE SPLICE,HORZ | 245.83 | EA | 0
SBK350WS | Canada | CAD | KIT,RAIL | 545.49 | EA | 0
CAVHP1Y20 | Canada | CAD | MOLD,CABLE,TO VERT CAST I | 304.14 | EA | 0
PQCF320277480V | Canada | CAD | SES320F480Y | 6732.06 | EA | 0
EGBA14306NN | Canada | CAD | BAR,GRD BUS,1/4 X 3 X 6 | 93.6 | EA | 0
TACY92V | Canada | CAD | MOLD,CABLE ,HORZ TEE | 276.78 | EA | 0
B121EE | Canada | CAD | LUG,CU,1/4 X 1 W/1-9/16 H | 11.27 | EA | 0
534006GD02 | Canada | CAD | FLEXIBAR,ADV,2X15X0.8,GD, | 73.76 | EA | 0
SSC1H1Y | Canada | CAD | MOLD,CABLE,HORZ SPLICE | 276.78 | EA | 0
LK511 | Canada | CAD | CAP,INTERLOK PLASTIC,#11 | 0.7 | EA | 0
SSC2V1V | Canada | CAD | MOLD,CABLE,HORZ SPLICE | 276.78 | EA | 0
TDX200S240D | Canada | CAD | PROTECTOR,SURGE,TDX200S,3 | 3594.27 | EA | 0
RBM2870100A | Canada | CAD | FITTING,CADWELD,#6/#7 END | 200.96 | EA | 0
LPS413 | Canada | CAD | POINT,SS,INDUSTRIAL STACK | 196.01 | EA | 0
B577A172 | Canada | CAD | JUMPER,ASSY,3/32 X 1/2 BR | 71.86 | EA | 0
RDH552C | Canada | CAD | MOLD,CABLE TO REBAR,HORZ | 484.97 | EA | 0
EGBA14618NN | Canada | CAD | BAR,GRD BUS,1/4 X 6 X 18 | 402.39 | EA | 0
611350 | Canada | CAD | ROD,GRD,1/2X5,CU BONDED | 31.76 | EA | 0
LPA55158 | Canada | CAD | LUG,AL,CAST,BONDING,5/8IN | 16.56 | EA | 0
A238HC2S12LH | Canada | CAD | CLAMP,FENCE,4/0 X 12 IN F | 357.68 | EA | 0
SSCT4 | Canada | CAD | MOLD,CABLE,HORZ SPLICE | 276.78 | EA | 0
LK119 | Canada | CAD | COUPLER,LENTON,INTERLOK # | 181.41 | EA | 0
S1V31 | Canada | CAD | MOLD,HV CABLE SPLICE,HORZ | 700.78 | EA | 0
554321 | Canada | CAD | BRAID,EARTH,SS,35MM2,CPI | 22.57 | EA | 0
TAC3A3H | Canada | CAD | MOLD,CABLE,HORZ TEE | 276.78 | EA | 0
TAC3X2G | Canada | CAD | MOLD,CABLE,HORZ TEE | 276.78 | EA | 0
LPA27558 | Canada | CAD | ADAPTER,AL,SPRING,FOR 5/8 | 132.07 | EA | 0
B136B | Canada | CAD | MOLD,CLEANER,ASSY 90 W/M | 11.17 | EA | 0
EGBA14436RR | Canada | CAD | BAR,GRD BUS,1/4 X 4 X 36 | 538.2 | EA | 0
PTC1T2G | Canada | CAD | MOLD,CABLE, HORZ THRU PAR | 276.78 | EA | 0
534056PDI01 | Canada | CAD | FLEXIBAR,ADV,6X100X1MM | 224.03 | EA | 0
534018ABB18 | Canada | CAD | FLEXIBAR,ADV,4X24X1MM,ABB | 28.17 | EA | 0
TMGBF24L33PT | Canada | CAD | BUSBAR,CU,1/4X2X24IN,TMGB | 538.2 | EA | 0
FLXPLAM0041 | Canada | CAD | FLEXIBAR,ADV,8X32X1MM | 962.78 | EA | 0
TAC2C2QW | Canada | CAD | MOLD,CABLE,HORZ TEE | 355.41 | EA | 0
EL36A2EG | Canada | CAD | COUPLER,LENTON,A2,#11.STD | 94.81 | EA | 0
A109N | Canada | CAD | CABLE,SAMPLE,5 IN LONG,#6 | 1.16 | EA | 0
EGBC14212BB | Canada | CAD | BAR,GRD BUS,1/4 X 2 X 12 | 109.2 | EA | 0
XBM2L2LM | Canada | CAD | MOLD,CABLE,HORZ X LAPPED | 574.44 | EA | 0
SSC2G1T | Canada | CAD | MOLD,CABLE,HORZ SPLICE | 276.78 | EA | 0
568614 | Canada | CAD | CONNECTOR,KIT FOR EBC133 | 2.78 | EA | 0
TAC3D9D | Canada | CAD | MOLD,CABLE,HORZ TEE | 276.78 | EA | 0
ML4PKG26 | Canada | CAD | PACKAGE,PIN,QUICK-WEDGE | 64.33 | EA | 0
PTC2G1B | Canada | CAD | MOLD,CABLE,HORZ THRU PARA | 276.78 | EA | 0
RDH572G | Canada | CAD | MOLD,CABLE TO REBAR,HORZ | 484.97 | EA | 0
554470 | Canada | CAD | POLY,SLEEVE,50 M,GREY, | 2.24 | MR | 0
LJCEALY5 | Canada | CAD | MOLD,CABLE TO BUS/LUG,HOR | 276.78 | EA | 0
HAA1T7C | Canada | CAD | MOLD,CABLE TO HORZ STL, | 168.64 | EA | 0
XLGTC182G | Canada | CAD | MOLD,CABLE TO GRD ROD, | 328.55 | EA | 0
LPA102CTO | Canada | CAD | CABLE,AL,SMOOTH WEAVE,28 | 3.03 | EA | 0
B183D | Canada | CAD | HINGE,ASSY,DOUBLE L TYPE | 4.62 | EA | 0
CMPR1000 | Canada | CAD | TERMINAL,AIR,MULTIPLE,100 | 477.46 | EA | 0
PB10GLEE3B | Canada | CAD | MOLD,CABLE TO LUG,HORZ SP | 271.52 | EA | 0
HDXBQ2G2G | Canada | CAD | MOLD,CABLE,HORZ X LAPPED, | 528.45 | EA | 0
HVC12 | Canada | CAD | MOLD,STUD TO VERT STL | 276.78 | EA | 0
VSC1VV5C | Canada | CAD | MOLD,CABLE TO VERT STL,45 | 276.78 | EA | 0
508108 | Canada | CAD | BRACKET, FLEXBUS, KIT, | 165.24 | EA | 0
534026AMX01 | Canada | CAD | FLEXIBAR,ADV,5X32X1,AMX | 145.46 | EA | 0
GYE312L | Canada | CAD | MOLD,CABLE TO GRD ROD,VER | 775.14 | EA | 0
LPC62612 | Canada | CAD | ADAPTER,CU,THRU-ROOF, | 129.06 | EA | 0
NX1141LPLUS | Canada | CAD | ONE-SHOT,CABLE TO GRD ROD | 36.18 | EA | 0
ERICORE680U | Canada | CAD | DOWNCONDUCTOR,LIGHTNING, | 9999.99 | EA | 0
534035RW01 | Canada | CAD | FLEXIBAR,ADV,8X40X1MM,RW, | 169.42 | EA | 0
HDGTF224L | Canada | CAD | MOLD,CABLE TO GRD ROD,VER | 659.46 | EA | 0
RCE53Y4 | Canada | CAD | MOLD,CABLE TO REBAR,VERT | 775.14 | EA | 0
HDTAC2Q1V | Canada | CAD | MOLD,CABLE,HORZ STL | 276.78 | EA | 0
PCC1V1V | Canada | CAD | MOLD,CABLE, HORZ TAP PARA | 276.78 | EA | 0
LKRJALY3 | Canada | CAD | MOLD,CABLE TO BUS/LUG,VER | 376.08 | EA | 0
ILCOUPL | Canada | CAD | COUPLING,MAST,INLINE | 691.08 | EA | 0
DT248040R | Canada | CAD | TYPE 2, 480V, 4 0 | 442.2 | EA | 0
TAC2J2J | Canada | CAD | MOLD,CABLE,HORZ TEE | 276.78 | EA | 0
569150 | Canada | CAD | BLOCK,SINGLE POLE,DISTRIB | 3.61 | EA | 0
LPC553L38 | Canada | CAD | BASE,STAMPED,AND CAP ASSE | 50.26 | EA | 0
SBB2721G | Canada | CAD | SHUNT,DUAL HEAD,0.06 OHM | 435.66 | EA | 0
A927F191 | Canada | CAD | BOLT,HEX HEAD,5/16-18 X | 1.46 | EA | 0
SCB5002A | Canada | CAD | WELD METAL,CADWELD RAIL S | 69.51 | EA | 0
GFC142C | Canada | CAD | MOLD,CABLE TO GRD ROD,HOR | 276.78 | EA | 0
553450 | Canada | CAD | CONNECTOR,CLIP,M6 12X4 ZB | 2.44 | EA | 0
FJ2G36 | Canada | CAD | JUMPER,SWAGED,2/0 CONC 36 | 113.57 | EA | 0
CA65 | Canada | CAD | WELD METAL,ALLOY,F33 CATH | 16.38 | EA | 0
B852A8C1G72 | Canada | CAD | STRAP ASSY,SIGNAL MAST | 170.33 | EA | 0
CDMV0134 | Canada | CAD | MOLD,GRAPHITE,MULTI,VERT | 277.28 | EA | 0
B165 | Canada | CAD | RECEPTACLE,GRD,AIRCRAFT,4 | 234.12 | EA | 0
SBRT36100177P | Canada | CAD | TOOL,STRIP,PURCHASED | 200.95 | EA | 0
EL50TA2SS | Canada | CAD | COUPLER,LENTON,STANDARD, | 486.64 | EA | 0
CAHBA1K4 | Canada | CAD | MOLD,CABLE TO HORZ CAST I | 168.64 | EA | 0
NDR14Y5Y2 | Canada | CAD | MOLD,CABLE TO GRD ROD,HOR | 376.08 | EA | 0
CUGRDEMOKIT | Canada | CAD | KIT,DEMO,GROUNDING | 720.23 | EA | 0
VFRY5 | Canada | CAD | MOLD,CABLE TO VERT STL, | 376.08 | EA | 0
VSC1B | Canada | CAD | MOLD,CABLE TO VERT STL,45 | 276.78 | EA | 0
553550 | Canada | CAD | CLAMP,FLEXIBAR SPACER | 3.94 | EA | 0
RBT8101A | Canada | CAD | SLEEVE,CADWELD,#8 T-SERIE | 92.04 | EA | 0
LPC128CTO | Canada | CAD | CABLE,CU,SMOOTH WEAVE,24 | 10.31 | EA | 0
PB13RX3H80ASLH | Canada | CAD | MOLD,CABLE TO RAIL,HORZ T | 271.52 | EA | 0
TAC2Q1LW | Canada | CAD | MOLD,CABLE,HORZ TEE | 355.41 | EA | 0
534034GE43 | Canada | CAD | FLEXIBAR,ADV,6X40X1MM,GE, | 281.48 | EA | 0
RBVA7570J | Canada | CAD | BASIN,POURING,#14 VERTICA | 713.05 | EA | 0
SSCW8 | Canada | CAD | MOLD,CABLE,HORZ SPLICE | 276.78 | EA | 0
SBA140134 | Canada | CAD | CLIP,CONCRETE TIE,A=8.75, | 39.39 | EA | 0
RBF105 | Canada | CAD | MATERIAL,FILLER,REBAR FER | 66.04 | EA | 0
534048 | Canada | CAD | FLEX ADV2MTC 10X63X1 | 1080.99 | EA | 0
VBC1G | Canada | CAD | MOLD,CABLE TO VERT STL,VE | 276.78 | EA | 0
GYE222Q | Canada | CAD | MOLD,CABLE TO GRD ROD,VER | 775.14 | EA | 0
LJCAG1V | Canada | CAD | MOLD,CABLE TO BUS/LUG,HOR | 276.78 | EA | 0
GYR161T | Canada | CAD | MOLD,CABLE TO GRD ROD,VER | 376.08 | EA | 0
SSC9F | Canada | CAD | MOLD,CABLE,HORZ SPLICE | 276.78 | EA | 0
A928K023 | Canada | CAD | NUT,HEX,5/8-11 S.S. | 2.09 | EA | 0
568673 | Canada | CAD | EARTHING & NEUTRAL BUSBAR | 166.32 | EA | 0
B1622Q | Canada | CAD | PLATE,GRD,2 HOLE,4/0 CONC | 66.12 | EA | 0
1250PLUSF20 | Canada | CAD | CADWELD PLUS,WELD METAL, | 261.76 | EA | 0
GRT161LM | Canada | CAD | MOLD,CABLE TO GRD ROD,VER | 180.87 | EA | 0
5578500160 | Canada | CAD | RAIL,DIN,CUT,INTO 160 MM | 3.75 | EA | 0
EGBA14434DD | Canada | CAD | BAR,GRD BUS,1/4 X 4 X 34 | 509.6 | EA | 0
HDHSC1V | Canada | CAD | MOLD,CABLE TO HORZ STL,HO | 276.78 | EA | 0
YZ.75 | Canada | CAD | LAMINATE,ELECTRICAL,NEMA | 121.65 | EA | 0
TACY2Y1 | Canada | CAD | MOLD,CABLE,HORZ TEE | 276.78 | EA | 0
B540C877T | Canada | CAD | BUSBAR,GRD,CU,3/8X6X36IN, | 540.28 | EA | 0
B122CEB | Canada | CAD | LUG,CU,1/8 X 1,TYPE GL,BL | 22.31 | EA | 0
NDR312G | Canada | CAD | MOLD,CABLE TO GRD ROD,HOR | 376.08 | EA | 0
LJCDG1T | Canada | CAD | MOLD,CABLE TO BUS/LUG,HOR | 276.78 | EA | 0
GTC182Q1V | Canada | CAD | MOLD,CABLE TO GRD ROD,VER | 276.78 | EA | 0
TAC2L4L | Canada | CAD | MOLD,CABLE,HORZ TEE | 276.78 | EA | 0
EL2820P9 | Canada | CAD | COUPLER,LENTON POSITION,# | 143.56 | EA | 0
534010HDQ05 | Canada | CAD | FLEXIBAR,ADV,2X20X1MM,HDQ | 73.7 | EA | 0
553470 | Canada | CAD | BUSBAR,CONNECTOR,12X4 OR5 | 2.15 | EA | 0
LPC821 | Canada | CAD | HOLDER,CU,CAST,SILO BAND | 21.33 | EA | 0
556610 | Canada | CAD | BRAID,PREFAB,300MM,75A | 5.79 | EA | 0
GTD184Y | Canada | CAD | MOLD,CABLE TO GRD ROD,VER | 586.79 | EA | 0
PTC2V9G | Canada | CAD | MOLD,CABLE, HORZ THRU PAR | 276.78 | EA | 0
PBCT92S | Canada | CAD | WELDER,BOND,4/0,TY T9 PAI | 816.47 | EA | 0
C105C | Canada | CAD | FIXTURE ASSY,CLAMP,WEB OF | 304.72 | EA | 0
ECB14396 | Canada | CAD | BUSBAR,GRD,CU,1/4X3X96IN, | 497.22 | EA | 0
LACP120EAL | Canada | CAD | MOLD,CABLE TO BUS/LUG,HOR | 276.78 | EA | 0
GR1181LHQ | Canada | CAD | ONE-SHOT,CABLE TO GRD ROD | 28.76 | EA | 0
GRT311L | Canada | CAD | MOLD,CABLE TO GRD ROD,VER | 269.61 | EA | 0
RTH562Q | Canada | CAD | MOLD,CABLE TO REBAR,HORZ | 484.97 | EA | 0
LPC272CTO | Canada | CAD | ROD,SOLID EXTENSION,CU,1/ | 38.01 | EA | 0
534520 | Canada | CAD | IBS ADV 185-330-10 | 134.56 | EA | 0
LPC225ST | Canada | CAD | POINT,CU,BLUNT,1/2IN X | 112.53 | EA | 0
S429F4T20 | Canada | CAD | SLEEVE,CU,FLARED,1325/24 | 7.22 | EA | 0
534053RW12 | Canada | CAD | FLEXIBAR,ADV,10X80X1,RW | 414.09 | EA | 0
FLXPABB0086 | Canada | CAD | FLEXIBAR,ADV,8X63X1MM,ABB | 283.315 | EA | 0
LPC229BST72 | Canada | CAD | POINT,CU,BLUNT BARE,1/2IN | 187.49 | EA | 0
CAHCA2CC | Canada | CAD | MOLD,CABLE TO HORZ STL,HO | 168.64 | EA | 0
VSC1KV5C | Canada | CAD | MOLD,CABLE TO VERT STL, | 276.78 | EA | 0
RJC512L | Canada | CAD | MOLD,CABLE TO REBAR,VERT | 276.78 | EA | 0
615880LH01 | Canada | CAD | ROD,GRD,5/8X8,CU BONDED | 44.5 | EA | 0
CAVSP2GA | Canada | CAD | MOLD,CABLE TO VERT STL,45 | 304.14 | EA | 0
EL2522A2 | Canada | CAD | COUPLER,LENTON STANDARD,# | 55.35 | EA | 0
A809A02F100 | Canada | CAD | WIRE,CU,SOL,BARE,#10, | 404.17 | EA | 0
534028L3MP | Canada | CAD | FLEXIBAR,BUSBAR,MTO, | 335.13 | EA | 0
534008KLRK01 | Canada | CAD | FLEXIBAR,ADV,6X15.5X0.8, | 407.3 | EA | 0
SBTBJ3412 | Canada | CAD | BOND,JUMPER,3/16 & 1 TAB | 13.25 | EA | 0
A801A03 | Canada | CAD | CABLE,BARE,4/0 CL G,CU | 0.79 | EA | 0
534010ABB16 | Canada | CAD | FLEXIBAR,ADV,2X20X1MM,ABB | 152.89 | EA | 0
PCC2G1HW | Canada | CAD | MOLD,CABLE, HORZ TAP PARA | 329.2 | EA | 0
K218 | Canada | CAD | MOLD,KIT,GN STYLE,#4 SOL | 1076.84 | EA | 0
RBTSB12040E | Canada | CAD | BASIN,POURING,#10 HORIZ | 713.05 | EA | 0
LACEE1H3 | Canada | CAD | MOLD,CABLE TO BUS/LUG,HOR | 276.78 | EA | 0
HSCY4 | Canada | CAD | MOLD,CABLE TO HORZ STL,HO | 276.78 | EA | 0
CSP1NMF90 | Canada | CAD | COAXIAL SURGE PROTECTOR, | 155.16 | EA | 0
EL28SASA3900 | Canada | CAD | COUPLER,LENTON,SASA,DBL | 180.88 | EA | 0
RRH542VM | Canada | CAD | MOLD,CABLE TO REBAR,HORZ | 369.97 | EA | 0
ECRV102L4U | Canada | CAD | GROUND ROD,ASSY,KIT,10FT, | 1952.65 | EA | 0
CQR31002 | Canada | CAD | MOLD,BUS TO GRD ROD,VERT | 276.78 | EA | 0
GTCP190Y8 | Canada | CAD | MOLD,CABLE TO GRD ROD, | 276.78 | EA | 0
LJC2Q004 | Canada | CAD | MOLD,CABLE TO BUS/LUG,HOR | 276.78 | EA | 0
TACY3Y2 | Canada | CAD | MOLD,CABLE,HORZ TEE | 276.78 | EA | 0
545720 | Canada | CAD | BAR,HYDRAULIC,FLEX,WC 115 | 9999.99 | EA | 0
GR1182G | Canada | CAD | ONE-SHOT,CABLE TO GRD ROD | 31.37 | EA | 0
RTC531T | Canada | CAD | MOLD,CABLE TO REBAR,HORZ | 276.78 | EA | 0
LEC2Q009 | Canada | CAD | MOLD,CABLE TO BUS/LUG,HOR | 276.78 | EA | 0
EL16P13L | Canada | CAD | COUPLER,LENTON,P13L,16MM, | 140.66 | EA | 0
559640 | Canada | CAD | INS,1-1/4,3/8-16 X 3/8 | 1.63 | EA | 0
27301003 | Canada | CAD | ROD GUIDE, AL | 2.04 | EA | 0
HDCAHAA1K | Canada | CAD | MOLD,CABLE TO HORZ STL, | 276.78 | EA | 0
EGBA12460NN | Canada | CAD | BAR,GRD BUS,1/2 X 4 X 60 | 1439.1 | EA | 0
A930W008 | Canada | CAD | ANCHOR,EXPANSION SHIELD,1 | 8.05 | EA | 0
HAA1T2 | Canada | CAD | MOLD,CABLE TO HORZ STL,HO | 168.64 | EA | 0
811260UPC | Canada | CAD | GROUND ROD,GALV,POINTED | 30.04 | EA | 0
CAHCA1GA | Canada | CAD | MOLD,CABLE TO HORZ STL,HO | 168.64 | EA | 0
HSC31 | Canada | CAD | MOLD,CABLE TO HORZ STL,HO | 276.78 | EA | 0
VSC9BV8C | Canada | CAD | MOLD,CABLE TO VERT STL,45 | 276.78 | EA | 0
SBTBBU4AW2 | Canada | CAD | BOND,KIT,BOOTLEG,W/COUPLE | 11.21 | EA | 0
LJCCG2G | Canada | CAD | MOLD,CABLE TO BUS/LUG,HOR | 276.78 | EA | 0
LPC34012 | Canada | CAD | BASE,CU,CAST,STEEL MOUNT, | 50.38 | EA | 0
534058GE08 | Canada | CAD | FLEXIBAR,ADV,10X100X1,GE | 2129 | EA | 0
B295X51Z77 | Canada | CAD | LABEL,ADHESIVE,TYPE 2 | 111.84 | EA | 0
GRC161Q | Canada | CAD | MOLD,CABLE TO GRD ROD,VER | 276.78 | EA | 0
EL36A2GV | Canada | CAD | COUPLER,LENTON,STANDARD, | 206.15 | EA | 0
A13353 | Canada | CAD | PLUG,TAP,GRAPHITE,3/4X2IN | 42.32 | EA | 0
534056RW50 | Canada | CAD | FLEXIBAR,ADV,6X100X1MM,RW | 566.7 | EA | 0
GPECNEB024 | Canada | CAD | ELECTRODE,GRD PLATE, | 88.05 | EA | 0
LPC127250 | Canada | CAD | CABLE,CU,ROPELAY,32 STR | 13.92 | FT | 0
685880 | Canada | CAD | ROD,GRD,SS,5/8X8 | 263.15 | EA | 0
LPA253 | Canada | CAD | POINT,AL,TUBULAR,5/8X15IN | 84.94 | EA | 0
XBC1L1L | Canada | CAD | MOLD,CABLE,HORZ X LAPPED | 276.78 | EA | 0
534056L3MP | Canada | CAD | FLEXIBAR,BUSBAR,MTO, | 99999.99 | EA | 0
PTCY9Y4 | Canada | CAD | MOLD,CABLE, HORZ THRU PAR | 276.78 | EA | 0
VFR9F | Canada | CAD | MOLD,CABLE TO VERT STL,VE | 376.08 | EA | 0
534034FL03 | Canada | CAD | FLEXIBAR,ADV,6X40X1,FL | 332.02 | EA | 0
TACY6Y8 | Canada | CAD | MOLD,CABLE,HORZ TEE | 276.78 | EA | 0
ECLA250S12BX | Canada | CAD | TERMINAL LUG 1/2IN - BOX | 13.57 | EA | 0
GRC181H | Canada | CAD | MOLD,CABLE TO GRD ROD,VER | 276.78 | EA | 0
PTC2G9C | Canada | CAD | MOLD,CABLE, HORZ THRU PAR | 276.78 | EA | 0
A928P001 | Canada | CAD | NUT,BEARING,LOCKING,LEFT | 14.83 | EA | 0
534018RW15 | Canada | CAD | FLEXIBAR,ADV,4X24X1MM,RW, | 149.5 | EA | 0
561136 | Canada | CAD | BLOCK,SPLICE,800 AMP,LUG | 79.68 | EA | 0
RDM532GM | Canada | CAD | MOLD,CABLE TO REBAR,HORZ | 844.84 | EA | 0
HDTAC2Q9F | Canada | CAD | MOLD,CABLE,HORZ TEE | 276.78 | EA | 0
LPC244LST | Canada | CAD | POINT,CU,BLUNT,5/8IN X 18 | 112.94 | EA | 0
561178 | Canada | CAD | PLATE,KIT,SPACER,SB250 | 4.9 | EA | 0
RJC541T | Canada | CAD | MOLD,CABLE TO REBAR,VERT | 276.78 | EA | 0
TAC2V4L | Canada | CAD | MOLD,CABLE,HORZ TEE | 276.78 | EA | 0
SRGBB008 | Canada | CAD | GRID,SRG,6 X 8,26 GAGE X2 | 2172.09 | EA | 0
RWR521H | Canada | CAD | MOLD,CABLE TO REBAR,VERT | 376.08 | EA | 0
EL43T36A12 | Canada | CAD | COUPLER,LENTON,A12#14-#11 | 109.99 | EA | 0
614405 | Canada | CAD | ROD,GRD,1X10,CU BONDED, | 472.24 | EA | 0
RBS36876 | Canada | CAD | CRUCIBLE,EXTENSION,6 IN | 259.79 | EA | 0
LK6STHD | Canada | CAD | COUPLER,INTERLOK,#6W/STHD | 110.11 | EA | 0
BACEH | Canada | CAD | MOLD,BUS BAR,HORZ SPLICE | 276.78 | EA | 0
SVR2Q2G | Canada | CAD | MOLD,CABLE,VERT SPLICE | 376.08 | EA | 0
508111 | Canada | CAD | COPPER,BUSBAR, | 105.35 | EA | 0
RBHB19040F | Canada | CAD | BASIN,POURING,#11 HORIZ. | 643.83 | EA | 0
SBTBJU412B | Canada | CAD | BOND,JUMPER,3/16 SIG X 12 | 9.45 | EA | 0
556960NEX | Canada | CAD | BRAID,PREFAB,500X23X2MM, | 5.19 | EA | 0
SBRT36024 | Canada | CAD | TOOL,STRIP,DRIVER,ADAPTER | 60.7 | EA | 0
GBF22HQ | Canada | CAD | MOLD,GRD ROD TO ROD,RECEP | 659.46 | EA | 0
GEM25AELK | Canada | CAD | GROUND ENHANCEMENT MATL | 75.27 | EA | 0
ECB14424 | Canada | CAD | COPPER BAR,1/4X4X24 LG, | 158.82 | EA | 0
TMGBA29L41P | Canada | CAD | BAR ASSY,GRD BUS,1/4X4X29 | 438.1 | EA | 0
CAPCT1L1L | Canada | CAD | MOLD,CABLE, HORZ TAP PARA | 269.61 | EA | 0
SBB2721JS72SP | Canada | CAD | SHUNT,HARD,RAIL HEAD-HEAD | 211.33 | EA | 0
PB10GF3SCS | Canada | CAD | MOLD,CABLE TO GRD ROD,HOR | 199.84 | EA | 0
XACY9Y4 | Canada | CAD | MOLD,CABLE,HORZ X SAME PL | 276.78 | EA | 0
ISONV50 | Canada | CAD | ISONV50 CABLE, PER METER | 70.59 | EA | 0
B101GG003 | Canada | CAD | LUG,CU,3/8 X 1 1/2 W/ONE | 63.36 | EA | 0
PTC1G9C | Canada | CAD | MOLD,CABLE,HORZ THRU PARA | 276.78 | EA | 0
CA65PLUSXF19 | Canada | CAD | CADWELD PLUS,#65,XF19, | 22.09 | EA | 0
DLT | Canada | CAD | DATALINE,DIN,TERMINATOR | 261.44 | EA | 0
PIT03 | Canada | CAD | BOX,INSPECTION,PLASTIC, | 110.8 | EA | 0
RDM53Y5 | Canada | CAD | MOLD,CABLE TO REBAR,HORZ | 844.84 | EA | 0
GTC14W3 | Canada | CAD | MOLD,CABLE TO GRD ROD, | 276.78 | EA | 0
PBHVT20P120A1M | Canada | CAD | MOLD,STUD TO VERT STL | 146.07 | EA | 0
534060 | Canada | CAD | FLEX ADV2MTC 10X120X1 | 2117.54 | EA | 0
534039L3MP | Canada | CAD | FLEXIBAR,BUSBAR,MTO, | 99999.99 | EA | 0
TDX300S277/480 | Canada | CAD | PROTECTOR,SURGE,TDX300S | 5197.37 | EA | 0
HCA1V | Canada | CAD | MOLD,CABLE TO HORZ STL,HO | 168.64 | EA | 0
GRC183G | Canada | CAD | MOLD,CABLE TO GRD ROD,VER | 276.78 | EA | 0
EL43TA2NGV | Canada | CAD | COUPLER,LENTON,STANDARD, | 122.55 | EA | 0
550620 | Canada | CAD | BUSBAR PCB 30 X 5 4MTR | 457.11 | EA | 0
508047 | Canada | CAD | BRAID,FLEXIBLE, | 2701.69 | EA | 0
RRH59Y6 | Canada | CAD | MOLD,CABLE TO REBAR,HORZ | 484.97 | EA | 0
PGKV1Y8Y8 | Canada | CAD | MOLD,CABLE, HORZ THRU PAR | 1255.97 | EA | 0
FLXPRW0014 | Canada | CAD | FLEXIBAR,ADV,5X24X1MM,RW, | 133.21 | EA | 0
RBT9101B | Canada | CAD | MATERIAL,FILLER,#9 T-SERI | 49.98 | EA | 0
503235 | Canada | CAD | BRAID,TINNED,FLAT,15-300 | 2.59 | EA | 0
GSC332Q | Canada | CAD | MOLD,CABLE TO GRD ROD,HOR | 276.78 | EA | 0
ZZ6PP | Canada | CAD | APPLICATION ENGINEERING | 139749.99 | EA | 0
RCE552C | Canada | CAD | MOLD,CABLE TO REBAR,VERT | 775.14 | EA | 0
XLGTC16Y6 | Canada | CAD | MOLD,CABLE TO GRD ROD,VER | 276.78 | EA | 0
505662 | Canada | CAD | BUSBAR,SPECIAL,C11000 CU | 204.3 | EA | 0
GFC161L | Canada | CAD | MOLD,CABLE TO GRD ROD,HOR | 276.78 | EA | 0
VSC9FV21C | Canada | CAD | MOLD,CABLE TO VERT STL,4 | 276.78 | EA | 0
32PLUSF20 | Canada | CAD | CADWELD PLUS,#32,F20 | 9.71 | EA | 0
XLB399CS | Canada | CAD | HANDLE,EXOLON,MINI EZ W/C | 285.44 | EA | 0
B227A2 | Canada | CAD | FRAME,SUBASSY,3 X 3 IN VE | 203.67 | EA | 0
RJC531V | Canada | CAD | MOLD,CABLE TO REBAR,VERT | 276.78 | EA | 0
CAHAA1LM | Canada | CAD | MOLD,CABLE TO HORZ STL,HO | 119.87 | EA | 0
LPC345L12 | Canada | CAD | BASE,CU,CAST,RIDGE, | 109.3 | EA | 0
PB50PCP9Y7 | Canada | CAD | MOLD,CABLE, HORZ TAP PARA | 423.66 | EA | 0
549010 | Canada | CAD | BUSBAR,5 MM,THD,M6,20X5, | 344.84 | EA | 0
M2215 | Canada | CAD | INSULATOR,3RD RAIL,70SYM, | 33.51 | EA | 0
POOLMESH2100 | Canada | CAD | MESH,GRD,2 FT X 100 FT, | 1119.44 | EA | 0
RBT8101HSB | Canada | CAD | MATERIAL,FILLER,#8 T-SER | 43.83 | EA | 0
XLYRF2001RHS | Canada | CAD | MOLD,CABLE,HORZ Y 20 DEG | 783.12 | EA | 0
RCE582L | Canada | CAD | MOLD,CABLE TO REBAR,VERT | 775.14 | EA | 0
615815 | Canada | CAD | ROD,GRD,5/8X15,CU BONDED | 117.87 | EA | 0
534038 | Canada | CAD | FLEX ADV2MTC 4X50X1 | 447.23 | EA | 0
EL32S5B | Canada | CAD | COUPLER,LENTON,STRAIGHT, | 68.84 | EA | 0
FJ2QA24 | Canada | CAD | JUMPER,SWAGED,4/0 CONC 24 | 83.01 | EA | 0
LPAAR1015 | Canada | CAD | TERMINAL,AIR,1000MM,5/8 D | 124.53 | EA | 0
615865GAL01 | Canada | CAD | ROD,GRD,5/8X6,CU BONDED | 19.68 | EA | 0
WD87 | Canada | CAD | DIE ASSY,HAMMER,150MM2 | 383.32 | EA | 0
B295X51YZ | Canada | CAD | LABEL,ADHESIVE,GRD,3X7 CL | 111.16 | EA | 0
EL36S3P84700 | Canada | CAD | COUPLER,LENTON,POSITION, | 611.54 | EA | 0
508011 | Canada | CAD | BRAID,FLEXIBLE, | 431.34 | EA | 0
RBM266785F | Canada | CAD | FITTING,CADWELD,#10 OR #1 | 263.91 | EA | 0
NCR332G | Canada | CAD | MOLD,CABLE TO GRD ROD,HOR | 376.08 | EA | 0
6352000EG | Canada | CAD | SADDLE,PIPE,20 IN PIPE, | 171.69 | EA | 0
SBA2412J | Canada | CAD | SLEEVE,COMPRESSION LUG, | 187.41 | EA | 0
GRC374L | Canada | CAD | MOLD,CABLE TO GRD ROD,VER | 276.78 | EA | 0
CAHBA1Y12 | Canada | CAD | MOLD,CABLE,TO HORZ CAST I | 168.64 | EA | 0
ADCOMP001 | Canada | CAD | TERMINAL,EMISSION,REPLACE | 92.03 | EA | 0
LK1410GV | Canada | CAD | LENTON INTERLOK,HDG, | 309.96 | EA | 0
PB10LA3SEF | Canada | CAD | MOLD,CABLE TO BUS/LUG,HOR | 199.84 | EA | 0
XBM2L2L | Canada | CAD | MOLD,CABLE,HORZ X LAPPED | 844.84 | EA | 0
VBC1Y | Canada | CAD | MOLD,CABLE TO VERT STL,VE | 276.78 | EA | 0
CWP2JU | Canada | CAD | CLAMP,WATER PIPE,BRZ 1-1/ | 28.46 | EA | 0
A929B040 | Canada | CAD | WASHER,LOCK,3/4 S.S. | 2.09 | EA | 0
PG11L | Canada | CAD | ONE-SHOT,MOLD,CABLE,HORZ | 30.04 | EA | 0
PB13RX3H80ASRH | Canada | CAD | MOLD,CABLE TO RAIL,HORZ T | 271.52 | EA | 0
EGBA14106HH | Canada | CAD | BUSBAR,GRD,CU,1/4X1X6,HH, | 62.4 | EA | 0
LPC227LST | Canada | CAD | POINT,CU,1/2IN X 36 IN, | 150.5 | EA | 0
SBNT1181V | Canada | CAD | ONE-SHOT,CABLE TO GRD ROD | 17.88 | EA | 0
SIM40C3316 | Canada | CAD | MAST 40MM DIAM X 3M, 316 | 736.06 | EA | 0
EPD120TDAARB | Canada | CAD | ERICO PROTECTION DEVICE, | 589.54 | EA | 0
549508 | Canada | CAD | KIT,SUPPORT,BUSBAR,CABS | 67.47 | EA | 0
SES200277/480CM | Canada | CAD | PROTECTOR,SURGE,277/480V, | 9717.85 | EA | 0
LJCEAJY5 | Canada | CAD | MOLD,CABLE TO BUS/LUG,HOR | 276.78 | EA | 0
LPA31658 | Canada | CAD | BASE,AL,VENT STRAP, | 42.73 | EA | 0
XLPCC2Q1L | Canada | CAD | MOLD,CABLE, HORZ TAP PARA | 328.55 | EA | 0
EL57TP14LES | Canada | CAD | COUPLER,LENTON,P14L,57MM, | 368.98 | EA | 0
S429F4K16 | Canada | CAD | SLEEVE,CU,FLARED,650/24 R | 3.77 | EA | 0
LPC559 | Canada | CAD | CLAMP,CU,CAST,BONDING, | 37.13 | EA | 0
LPC31858 | Canada | CAD | BASE,CU,SIDE MOUNT,5/8IN | 51.75 | EA | 0
LECT3727 | Canada | CAD | MOLD,CABLE TO BUS/LUG,HOR | 276.78 | EA | 0
S1V54 | Canada | CAD | MOLD,HV CABLE SPLICE,HORZ | 614.89 | EA | 0
DRE56Y3 | Canada | CAD | MOLD,CABLE TO VERT REBAR, | 775.14 | EA | 0
VNC1TLH | Canada | CAD | MOLD,CABLE TO VERT STL,HO | 276.78 | EA | 0
550400 | Canada | CAD | BUSBAR,PUNCH,DPCB 12.5 X | 264.8 | EA | 0
GTC16Y3 | Canada | CAD | MOLD,CABLE TO GRD ROD,VER | 276.78 | EA | 0
GTC182CW | Canada | CAD | MOLD,CABLE TO GRD ROD,VER | 355.41 | EA | 0
GTP181L | Canada | CAD | MOLD,CABLE TO GRD ROD,VER | 304.2 | EA | 0
ERICORE047T | Canada | CAD | DOWNCONDUCTOR,LIGHTNING, | 9653.93 | EA | 0
EGBA14208NN | Canada | CAD | BAR,GRD BUS,1/4 X 2 X 8 | 96.2 | EA | 0
TAPE16 | Canada | CAD | TAPE,MASTIC,ROLL,0.125X3 | 16.68 | EA | 0
BMCFA36 | Canada | CAD | MOLD,BUS BAR,HORZ TEE BAR | 276.78 | EA | 0
EL6CSDB8 | Canada | CAD | LUG, STAMPED,14-6 SOL AWG | 10.87 | EA | 0
508191 | Canada | CAD | CLAMP, | 131.82 | EA | 0
EGBA14216NN | Canada | CAD | BAR,GRD BUS,1/4 X 2 X 16 | 169 | EA | 0
PB16CGEG001LHM | Canada | CAD | MOLD,BUS TO HORZ STL,TAP | 271.52 | EA | 0
PB20LE1VCG | Canada | CAD | MOLD,CABLE TO BUS/LUG,HOR | 199.84 | EA | 0
NCR161V | Canada | CAD | MOLD,CABLE TO GRD ROD,HOR | 376.08 | EA | 0
GTC181G | Canada | CAD | MOLD,CABLE TO GRD ROD,VER | 276.78 | EA | 0
553530 | Canada | CAD | CONNECTOR,BUSBAR,CABLE TO | 6.96 | EA | 0
PQDM3320S277 | Canada | CAD | PQDM-8-1P-277V, FSPM3320S | 4379.54 | EA | 0
534034ARZ09 | Canada | CAD | FLEXIBAR,ADV,6X40X1MM,ARZ | 613.72 | EA | 0
EL57T32P9 | Canada | CAD | COUPLER,LENTON POSITION, | 275.95 | EA | 0
EGBA14308JJ | Canada | CAD | BAR,GRD BUS,1/4 X 3 X 8 | 117 | EA | 0
BWCCAJ | Canada | CAD | MOLD,BUS/LUG TO VERT STL, | 276.78 | EA | 0
534026ABBI02 | Canada | CAD | FLEXIBAR,ADV,5X32X1,ABBI, | 61.3 | EA | 0
EDT230030R | Canada | CAD | ENHANCED TYPE 2, 300V,30 | 456.65 | EA | 0
S1V50M | Canada | CAD | MOLD,HV CABLE SPLICE,HORZ | 264.78 | EA | 0
DT275020R | Canada | CAD | TYPE 2, 750V, 2 0 | 242.16 | EA | 0
CWP2JA | Canada | CAD | CLAMP,WATER PIPE,BRZ,FOR | 32.92 | EA | 0
PTCT2Y2 | Canada | CAD | MOLD,CABLE, HORZ THRU PAR | 276.78 | EA | 0
534026HYD01 | Canada | CAD | FLEXIBAR,ADV,5X32X1MM,HYD | 176.24 | EA | 0
GPR181G | Canada | CAD | MOLD,CABLE TO GRD ROD,VER | 376.08 | EA | 0
HDPTD9F9F | Canada | CAD | MOLD,CABLE, HORZ THRU PAR | 586.79 | EA | 0
558595 | Canada | CAD | BRAID,SHUNT,INSULATED,IBS | 36.43 | EA | 0
HDHSC2G | Canada | CAD | MOLD,CABLE TO HORZ STL,HO | 276.78 | EA | 0
508142 | Canada | CAD | BOOT, FLEXBUS, | 318.25 | EA | 0
EL12C2Q | Canada | CAD | COUPLER,LENTON,HALF,C2, | 33.11 | EA | 0
EL22C3J | Canada | CAD | COUPLER,LENTON HALF,#7 | 49.44 | EA | 0
EGBA14624LB | Canada | CAD | BAR,ASSY,GRD BUS,1/4 X 6 | 404.68 | EA | 0
GRC333Q | Canada | CAD | MOLD,CABLE TO GRD ROD, | 276.78 | EA | 0
HDTAD3Q9K | Canada | CAD | MOLD,CABLE,HORZ TEE | 586.79 | EA | 0
534010DYE04 | Canada | CAD | FLEXIBAR,ADV,2X20X1,DYE | 21.41 | EA | 0
LPLC481LGP | Canada | CAD | BASE,TERMINAL,AIR,CAST | 32.77 | EA | 0
PB13ST2G60ASLH | Canada | CAD | MOLD,CABLE TO RAIL,HORZ T | 271.52 | EA | 0
PB10SS2W3N | Canada | CAD | MOLD,CABLE,HORZ SPLICE | 199.84 | EA | 0
NDR311V | Canada | CAD | MOLD,CABLE TO GRD ROD,HOR | 376.08 | EA | 0
HSC2V003 | Canada | CAD | MOLD,CABLE TO HORZ STL,HO | 276.78 | EA | 0
CWP1J | Canada | CAD | CLAMP,WATER PIPE,BRZ,1/2- | 10.84 | EA | 0
LAC2QEGW | Canada | CAD | MOLD,CABLE TO BUS/LUG,HOR | 302.99 | EA | 0
SSGRC10 | Canada | CAD | COUPLING,1 IN,SS | 43.77 | EA | 0
EGBF14412CC | Canada | CAD | BUSBAR,GRD,CU,1/4X4X12,CC | 257.4 | EA | 0
B103GM002 | Canada | CAD | LUG,CU,3/8 X 4 W/2-9/16 H | 995.45 | EA | 0
TCR1T1G | Canada | CAD | MOLD,CABLE,VERT TEE HORZ | 376.08 | EA | 0
LMCEG2Q | Canada | CAD | MOLD,CABLE TO BUS/LUG,VER | 276.78 | EA | 0
PVT1500M | Canada | CAD | PV T1 MODULE, 500VDC, | 136.97 | EA | 0
A927T034 | Canada | CAD | ROD,THREADED,1/2-13UNC-2A | 3.51 | EA | 0
XLVSC2CV8C | Canada | CAD | MOLD,CABLE TO VERT STL,45 | 328.55 | EA | 0
PBW12W14B | Canada | CAD | BOND,JOINT,250 RLAY BARE | 20.7 | EA | 0
PB80PG003 | Canada | CAD | MOLD,CABLE,HORZ THRU PARA | 906.82 | EA | 0
LJC2Q011 | Canada | CAD | MOLD,CABLE TO BUS/LUG,HOR | 276.78 | EA | 0
LPC302L38 | Canada | CAD | BASE,CABLE,AND AIR TERMIN | 95.43 | EA | 0
ERICORE101T | Canada | CAD | DOWNCONDUCTOR,LIGHTNING, | 18314.05 | EA | 0
613840UPC | Canada | CAD | ROD,GRD,3/8X4,CU BONDED, | 21.41 | EA | 0
EL25A2GV | Canada | CAD | COUPLER,LENTON,STANDARD, | 148.65 | EA | 0
564010 | Canada | CAD | BRAID,POWER,SHUNT,PBC 120 | 182.82 | EA | 0
561600 | Canada | CAD | METAL SPACER M4 X 30 | 1.08 | EA | 0
585207ADV | Canada | CAD | FLEXIBAR,KIT,ADV,4X40X1MM | 905.35 | EA | 0
TAC3A3D | Canada | CAD | MOLD,CABLE,HORZ TEE | 276.78 | EA | 0
PB71DS3SJKM | Canada | CAD | MOLD,CABLE TO UC LUG,HORZ | 423.66 | EA | 0
VSC8DV8C | Canada | CAD | MOLD,CABLE TO VERT STL,45 | 276.78 | EA | 0
534037 | Canada | CAD | FLEX ADV2MTC 3X50X1 | 422.05 | EA | 0
FLXPLAM0057 | Canada | CAD | FLEXIBAR,ADV,10X40X1,LAM | 952.713 | EA | 0
GYR18A8 | Canada | CAD | MOLD,CABLE TO GRD ROD,VER | 376.08 | EA | 0
FLXPLAM0088 | Canada | CAD | FLEXIBAR,ADV,3X9X0.8MM, | 484 | EA | 0
BQDFAMFAM | Canada | CAD | MOLD,BUS BAR,VERT TEE TAP | 586.79 | EA | 0
L5001Z5RH | Canada | CAD | ANGLE,MOLD,SUPPORT,S.S.,R | 62.06 | EA | 0
LPEEK2P | Canada | CAD | MOLD,CABLE TO BUS,VERT TE | 775.14 | EA | 0
VNC2LRH | Canada | CAD | MOLD,CABLE TO VERT STL,HO | 276.78 | EA | 0
RDH572V | Canada | CAD | MOLD,CABLE TO REBAR,HORZ | 484.97 | EA | 0
ERICORE022U | Canada | CAD | DOWNCONDUCTOR,LIGHTNING, | 3752.01 | EA | 0
285000 | Canada | CAD | KIT,FLEXIBAR,ADV,EATON | 268.01 | EA | 0
548581 | Canada | CAD | INSULATOR,BUSBAR,ISO TP 5 | 10.82 | EA | 0
TDX200M240D | Canada | CAD | PROTECTOR,SURGE,TDX200M,3 | 3459.46 | EA | 0
GRC163QW | Canada | CAD | MOLD,CABLE TO GRD ROD,VER | 329.2 | EA | 0
505646 | Canada | CAD | BUSBAR,CU,TINNED,0.50X8X | 796.34 | EA | 0
EL12S13 | Canada | CAD | COUPLER,LENTON,SOURCE,#4 | 36.75 | EA | 0
XLVFC1V | Canada | CAD | MOLD,CABLE TO VERT STL,HO | 328.55 | EA | 0
PB10GT182QW | Canada | CAD | MOLD,CABLE TO GRD ROD,VER | 199.84 | EA | 0
SSPD2P1M300 | Canada | CAD | SSPD, TWO PHASE, | 465.76 | EA | 0
FJ2G120 | Canada | CAD | JUMPER,SWAGED,2/0 CONC | 224.34 | EA | 0
534011LAM01 | Canada | CAD | FLEXIBAR,ADV,3X20X1MM,LAM | 128.69 | EA | 0
PB03VGY4 | Canada | CAD | MOLD,CABLE TO VERT STL,HO | 271.52 | EA | 0
XLVGP1H016M | Canada | CAD | MOLD,CABLE TO VERT STL,HO | 244.48 | EA | 0
IS410SP01 | Canada | CAD | SEALANT,ESP,GRAY INSTA- | 2.29 | EA | 0
HDTAC2G1T | Canada | CAD | MOLD,CABLE,HORZ TEE | 276.78 | EA | 0
CAHAA2GM | Canada | CAD | MOLD,CABLE TO HORZ STL,HO | 119.87 | EA | 0
613870 | Canada | CAD | ROD,GRD,3/8X7,CU BONDED | 29.26 | EA | 0
EL43T36P9 | Canada | CAD | COUPLER,LENTON POSITION,# | 189.76 | EA | 0
CRC18EAL | Canada | CAD | MOLD,BUS TO GRD ROD,VERT | 276.78 | EA | 0
FLXPIR0009 | Canada | CAD | FLEXIBAR,ADV,3X40X1MM,IR, | 326.221 | EA | 0
FJ2G228 | Canada | CAD | JUMPER,SWAGED,2/0 CONC | 437.36 | EA | 0
510510 | Canada | CAD | ERIFLEX ISO TRCRI 16 | 36.34 | MR | 0
557680 | Canada | CAD | BRAID,CU,TINNED,.15MM DIA | 51.74 | MR | 0
GT1182GPLUS | Canada | CAD | ONE-SHOT,CABLE TO GRD ROD | 35.18 | EA | 0
GYF313Q | Canada | CAD | MOLD,CABLE TO GRD ROD, | 659.46 | EA | 0
TAC2G2Q | Canada | CAD | MOLD,CABLE,HORZ TEE | 276.78 | EA | 0
GRT14C1L | Canada | CAD | MOLD,CABLE TO GRD ROD,VER | 293.25 | EA | 0
TAC9G2G | Canada | CAD | MOLD,CABLE,HORZ TEE | 276.78 | EA | 0
SBRT360002468 | Canada | CAD | TOOL,STRIPPING,6SOLX6, | 362.32 | EA | 0
CS-2682-1 | Canada | CAD | MUSCO LANRJ45C6P | 961.35 | EA | 0
534001LAM05 | Canada | CAD | FLEXIBAR,ADV,3X9X0.8,LAM, | 131 | EA | 0
TAC1Y1L | Canada | CAD | MOLD,CABLE,HORZ TEE | 276.78 | EA | 0
CAHBA1H18 | Canada | CAD | MOLD,CABLE TO HORZ CAST I | 168.64 | EA | 0
B298E18 | Canada | CAD | RISER,BOOTLEG,2 3/8DIAX.2 | 30.37 | EA | 0
TAC9J9F | Canada | CAD | MOLD,CABLE,HORZ TEE | 276.78 | EA | 0
SBM275E1E | Canada | CAD | STUB,THREADED,14MM DIA X | 4.12 | EA | 0
RDH541L | Canada | CAD | MOLD,CABLE TO REBAR,HORZ | 484.97 | EA | 0
RDM532L | Canada | CAD | MOLD,CABLE TO REBAR,HORZ | 844.84 | EA | 0
RBT91011B | Canada | CAD | MATERIAL,FILLER,#9 -1 T | 57.56 | EA | 0
RRH612Q | Canada | CAD | MOLD,CABLE TO REBAR,HORZ | 484.97 | EA | 0
PB10GT162Q | Canada | CAD | MOLD,CABLE TO GRD ROD,VER | 271.52 | EA | 0
CAVST1T | Canada | CAD | MOLD,CABLE TO VERT STL,45 | 269.61 | EA | 0
684400S | Canada | CAD | ROD,GRD,SS304,1X10 SECTIO | 756.96 | EA | 0
534057PSC07 | Canada | CAD | FLEXIBAR,ADV,8X100X1,PSC | 195.01 | EA | 0
TAC1T2Q | Canada | CAD | MOLD,CABLE,HORZ TEE | 276.78 | EA | 0
VBC1LV4 | Canada | CAD | MOLD,CABLE TO VERT STL,VE | 276.78 | EA | 0
CAFCA1V | Canada | CAD | MOLD,CABLE,TO HORZ C.I.PI | 168.64 | EA | 0
LPC050IN0250.0 | Canada | CAD | CABLE,CU,SMOOTH WEAVE, | 8727.97 | EA | 0
LK1814TGV | Canada | CAD | LENTON INTERLOK,HDG, | 592.61 | EA | 0
534019VRM02 | Canada | CAD | FLEXIBAR,ADV,5X24X1MM,VRM | 212.56 | EA | 0
EGGBC14424QQ0A | Canada | CAD | BUSBAR,GROUND,ASSEMBLY | 117.31 | EA | 0
VBC2VV5 | Canada | CAD | MOLD,CABLE TO VERT STL,VE | 276.78 | EA | 0
534022LAM13 | Canada | CAD | FLEXIBAR,ADV,10X24X1,LAM, | 492.23 | EA | 0
GYR312G | Canada | CAD | MOLD,CABLE TO GRD ROD,VER | 376.08 | EA | 0
FLXPABB0060 | Canada | CAD | FLEXIBAR,ADV,2X20X1,ABB | 229.913 | EA | 0
615883GAL01 | Canada | CAD | ROD,GRD,5/8X8,CU BONDED | 44.68 | EA | 0
RDH592Q | Canada | CAD | MOLD,CABLE TO REBAR,HORZ | 484.97 | EA | 0
S1V19M | Canada | CAD | MOLD,HV CABLE SPLICE,HORZ | 354.77 | EA | 0
XBZY8Y8 | Canada | CAD | MOLD,CABLE,HORZ X LAPPED | 793.75 | EA | 0
FLXPABB0081 | Canada | CAD | FLEXIBAR,ADV,8X80X1MM,ABB | 669.54 | EA | 0
MBA60 | Canada | CAD | MOLD,BLANK,150200 C PRICE | 267.75 | EA | 0
LPC676 | Canada | CAD | STRAP,CU,CABLE TO PIPE | 153.6 | EA | 0
LWCEG2Q | Canada | CAD | MOLD,CABLE TO BUS,PARALLE | 276.78 | EA | 0
505634 | Canada | CAD | BUSBAR,SPECIAL,.25X1.5X4. | 17.88 | EA | 0
FLXPABB0024 | Canada | CAD | FLEXIBAR,ADV,3X50X1MM,ABB | 232.25 | EA | 0
GPR182Q | Canada | CAD | MOLD,CABLE TO GRD ROD,VER | 376.08 | EA | 0
RDM53Y6 | Canada | CAD | MOLD,CABLE TO REBAR,HORZ | 844.84 | EA | 0
SBTBJG448 | Canada | CAD | BOND,JUMPER,1 TAB 48 LONG | 23.86 | EA | 0
A800A02 | Canada | CAD | CABLE,CU,BARE,#2 CONC,7 S | 0.31 | EA | 0
GNR331V | Canada | CAD | MOLD,CABLE TO GRD ROD, | 376.08 | EA | 0
PTC4L2G | Canada | CAD | MOLD,CABLE,HORZ THRU PARA | 276.78 | EA | 0
B570A12 | Canada | CAD | JUMPER,FLEX,GRD,BRZ,3/16, | 8.81 | EA | 0
PCC1T2G | Canada | CAD | MOLD,CABLE HORZ TAP PARAL | 276.78 | EA | 0
B121CE | Canada | CAD | LUG,CU,1/8 X 1 W/1-9/16 H | 9.07 | EA | 0
TDX200M347/600 | Canada | CAD | PROTECTOR,SURGE,TDX200M,3 | 2981.85 | EA | 0
TACT4Y4 | Canada | CAD | MOLD,CABLE,HORZ TEE | 276.78 | EA | 0
614480SG01 | Canada | CAD | GROUND ROD,COPPERBONDED,1 | 6.85 | EA | 0
BACCE | Canada | CAD | MOLD,BUS BAR,HORZ SPLICE | 276.78 | EA | 0
VSC3QV2.50 | Canada | CAD | MOLD,CABLE TO VERT STL,45 | 276.78 | EA | 0
PTD3A3Q | Canada | CAD | MOLD,CABLE, HORZ THRU PAR | 586.79 | EA | 0
PB13ST1HRH | Canada | CAD | MOLD,CABLE TO RAIL,HORZ T | 271.52 | EA | 0
GRT311K | Canada | CAD | MOLD,CABLE TO GRD ROD,VER | 269.61 | EA | 0
ECB14560 | Canada | CAD | BUSBAR,GRD,CU,1/4X5X60IN, | 368.59 | EA | 0
GRT161KM | Canada | CAD | MOLD,CABLE TO GRD ROD,VER | 180.87 | EA | 0
EPD100HZ120240V | Canada | CAD | ERICO PROTECTION DEVICE, | 1751.05 | EA | 0
GTC169G | Canada | CAD | MOLD,CABLE TO GRD ROD,VER | 276.78 | EA | 0
RBT9101HS | Canada | CAD | SPLICE,KIT,#9 CADWELD T-S | 208.58 | EA | 0
RCE602Q | Canada | CAD | MOLD,CABLE TO REBAR,VERT | 775.14 | EA | 0
SVR2Q1V | Canada | CAD | MOLD,CABLE,VERT SPLICE | 376.08 | EA | 0
GTC223D | Canada | CAD | MOLD,CABLE TO GRD ROD,VER | 276.78 | EA | 0
GFCP160Y6 | Canada | CAD | MOLD,CABLE TO GRD ROD,HOR | 276.78 | EA | 0
PCT1V1G | Canada | CAD | MOLD,CABLE,HORZ TAP PARAL | 269.61 | EA | 0
LPC32158 | Canada | CAD | BASE,CU,STRAIGHT,5/8IN | 47.49 | EA | 0
PB13ST2G175CRRH | Canada | CAD | MOLD,CABLE TO RAIL,HORZ T | 271.52 | EA | 0
S1V21 | Canada | CAD | MOLD,HV CABLE SPLICE,HORZ | 656.9 | EA | 0
CC5A05500M | Canada | CAD | CABLE,COMPOSITE, 19 STRAN | 4480.58 | EA | 0
WD83 | Canada | CAD | DIE,HAMMER,4/0 RLAY | 383.32 | EA | 0
534114 | Canada | CAD | BUSBAR,FLEXIBLE,ADVANCED, | 308.13 | EA | 0
LPC126R250 | Canada | CAD | CABLE,CU,ROPELAY,28 STR | 10.47 | FT | 0
XLBFCCAJPAM | Canada | CAD | MOLD,BUS BAR,HORZ SPLICE | 929.6 | EA | 0
PBW12W48B | Canada | CAD | BOND,JOINT,250 RLAY BARE | 95.69 | EA | 0
PB13TP9F | Canada | CAD | MOLD,CABLE TO RAIL,HORZ T | 271.52 | EA | 0
PB20TA1V1V | Canada | CAD | MOLD,CABLE,HORZ TEE | 199.84 | EA | 0
534029ABB12 | Canada | CAD | FLEXIBAR,ADV,10X32X1,ABB, | 175.55 | EA | 0
EL25P9JQ | Canada | CAD | COUPLER,LENTON POSITION, | 203.95 | EA | 0
534045APG09 | Canada | CAD | FLEXIBAR,ADV,5X63X1MM,APG | 436.68 | EA | 0
LAC2QEH | Canada | CAD | MOLD,CABLE TO BUS/LUG,HOR | 276.78 | EA | 0
RRA571V | Canada | CAD | MOLD,CABLE TO REBAR,HORZ | 168.64 | EA | 0
GFCY6DBG | Canada | CAD | MOLD,CABLE TO GRD ROD,HOR | 276.78 | EA | 0
550390 | Canada | CAD | BUSBAR,PUNCH,1,75 M DPCB | 2802.42 | EA | 0
563622 | Canada | CAD | BRAID,SHUNT,INSULATED, | 15.65 | EA | 0
GTC189C | Canada | CAD | MOLD,CABLE TO GRD ROD,VER | 276.78 | EA | 0
PBC12W36B | Canada | CAD | BOND,RAIL C,250KCM RLAY | 44.62 | EA | 0
LPA609 | Canada | CAD | POINT,AL,CONCEALED,5/8IN | 92.35 | EA | 0
B2732 | Canada | CAD | GUARD,BELT,RAIL GRINDER | 29.86 | EA | 0
VBC1TV1 | Canada | CAD | MOLD,CABLE TO VERT STL,VE | 276.78 | EA | 0
T378L | Canada | CAD | GLOVES,LEATHER,1 PR | 17.86 | EA | 0
LAC1TCE | Canada | CAD | MOLD,CABLE TO BUS/LUG,HOR | 276.78 | EA | 0
PB20TA2C2C | Canada | CAD | MOLD,CABLE,HORZ TEE | 199.84 | EA | 0
534026PDI50 | Canada | CAD | FLEXIBAR,ADV,5X32X1MM,PDI | 226.47 | EA | 0
XBM2Q2QW | Canada | CAD | MOLD,CABLE,HORZ X LAPPED | 949.68 | EA | 0
CAVST1GBM | Canada | CAD | MOLD,CABLE TO VERT STL,45 | 180.87 | EA | 0
PB13STW2LH | Canada | CAD | MOLD,CABLE TO RAIL,HORZ T | 271.52 | EA | 0
PB13ST3Q175CRRH | Canada | CAD | MOLD,CABLE TO RAIL,HORZ T | 271.52 | EA | 0
GPR182L | Canada | CAD | MOLD,CABLE TO GRD ROD,VER | 376.08 | EA | 0
LACY4EAM | Canada | CAD | MOLD,CABLE TO BUS/LUG,HOR | 276.78 | EA | 0
GTC183QW | Canada | CAD | MOLD,CABLE TO GRD ROD,VER | 355.41 | EA | 0
RRC52Y4 | Canada | CAD | MOLD,CABLE TO REBAR,HORZ | 276.78 | EA | 0
T416BH | Canada | CAD | ENCLOSURE,INSPECTION,W/CO | 100.33 | EA | 0
VTD3Q | Canada | CAD | MOLD,CABLE TO VERT STL,HO | 586.79 | EA | 0
554490 | Canada | CAD | POLY,SLEEVE,50 M,GREY,16 | 3.06 | MR | 0
EL57T43TP8 | Canada | CAD | COUPLER,LENTON,POS,TRANS, | 390.18 | EA | 0
MBF07 | Canada | CAD | MOLD,BLANK,2X2X3 3/4 | 659.46 | EA | 0
LPA34412 | Canada | CAD | BASE,TERMINAL,AIR,CAST | 43.93 | EA | 0
A238GC2S24RH | Canada | CAD | CLAMP,FENCE,4/0 X 24 IN F | 328.29 | EA | 0
PBC105P1 | Canada | CAD | CLAMP,WEB WELDER,T20 24,Q | 495.63 | EA | 0
GYE152L | Canada | CAD | MOLD,CABLE TO GRD ROD,VER | 775.14 | EA | 0
RDC511G | Canada | CAD | MOLD,CABLE TO REBAR,HORZ | 276.78 | EA | 0
RHC542Q | Canada | CAD | MOLD,CABLE TO REBAR,HORZ | 276.78 | EA | 0
RBM267885K | Canada | CAD | FITTING,CADWELD,#14/#18 E | 695.06 | EA | 0
PB72QVJH84C001 | Canada | CAD | MOLD,CABLE TO LUG,HORZ TA | 476.13 | EA | 0
A109AL | Canada | CAD | CABLE,SAMPLE,6 IN LONG,4/ | 15.55 | EA | 0
EGBA14630RR | Canada | CAD | BAR,ASSY,GRD BUS,1/4 X 6 | 631.8 | EA | 0
613412HA01UL | Canada | CAD | ROD,GRD,3/4 X 12,CU CLAD, | 73.53 | EA | 0
NCR16Y2 | Canada | CAD | MOLD,CABLE TO GRD ROD,HOR | 376.08 | EA | 0
LPC126 | Canada | CAD | CABLE,CU,SMOOTH WEAVE, | 4.04 | EA | 0
CSP1NB600 | Canada | CAD | COAXIAL SURGE PROTECTOR, | 169.73 | EA | 0
508181 | Canada | CAD | COPPER, FLEXPLATE 100, | 81.04 | EA | 0
PB10SS3B3DC001 | Canada | CAD | MOLD,CABLE,HORZ SPLICE | 199.84 | EA | 0
GYE162QMW | Canada | CAD | MOLD,CABLE TO GRD ROD,VER | 853.76 | EA | 0
LU57TDR14D | Canada | CAD | LENTON ULTIMATE,ANCHOR, | 362.03 | EA | 0
XL500F80 | Canada | CAD | WELD METAL,ALLOY,F80, | 134.94 | EA | 0
PTC2L3Q | Canada | CAD | MOLD,CABLE, HORZ THRU PAR | 276.78 | EA | 0
GYE331H | Canada | CAD | MOLD,CABLE TO GRD ROD,VER | 775.14 | EA | 0
PGCY4Y2 | Canada | CAD | MOLD,CABLE, HORZ THRU PAR | 276.78 | EA | 0
SSCS62Q | Canada | CAD | MOLD,CABLE,HORZ SPLICE | 276.78 | EA | 0
VBCS1 | Canada | CAD | MOLD,CABLE TO VERT STL,VE | 276.78 | EA | 0
47857180AEP | Canada | CAD | ROD,GRD,1/2,CU PLATED,13 | 201.96 | EA | 0
GMR161V | Canada | CAD | MOLD,CABLE TO GRD ROD,VER | 376.08 | EA | 0
VSC1HV21C | Canada | CAD | MOLD,CABLE TO VERT STL PI | 276.78 | EA | 0
RAC2Q | Canada | CAD | MOLD,GRD ROD TO RECEPTACL | 276.78 | EA | 0
534026AMX16 | Canada | CAD | FLEXIBAR,ADV,5X32X1,AMX | 118.3 | EA | 0
HDTAD3Q9H | Canada | CAD | MOLD,CABLE,HORZ TEE | 586.79 | EA | 0
GTC222B | Canada | CAD | MOLD,CABLE TO GRD ROD,VER | 276.78 | EA | 0
534052RW15 | Canada | CAD | FLEXIBAR,ADV,8X80X1MM,RW, | 550.07 | EA | 0
XBQ9F9FL | Canada | CAD | MOLD,CABLE,HORZ X LAPPED, | 552.1 | EA | 0
GTT161G | Canada | CAD | MOLD,CABLE TO GRD ROD,VER | 269.61 | EA | 0
HDVSC2GW | Canada | CAD | MOLD,CABLE TO VERT STL,45 | 302.99 | EA | 0
PBW12G54B | Canada | CAD | WEB,BOND,JOINT 2/0 CONC | 46.9 | EA | 0
EL22A2GV | Canada | CAD | COUPLER,LENTON,STANDARD, | 113.36 | EA | 0
BDJHA63 | Canada | CAD | MOLD,BUS BAR,HORZ SPLICE | 1147.17 | EA | 0
PB13ST2QA150LH | Canada | CAD | MOLD,CABLE TO RAIL,HORZ T | 271.52 | EA | 0
715520 | Canada | CAD | DRILL,ADAPTOR,COOLANT | 25.83 | EA | 0
556830 | Canada | CAD | BRAID,PREFAB | 11.39 | EA | 0
PTD3Q3Q | Canada | CAD | MOLD,CABLE,HORZ THRU PARA | 586.79 | EA | 0
SGD125M | Canada | CAD | DIVERTER,SGD,SPARK GAP, | 250.69 | EA | 0
534029ABB31 | Canada | CAD | FLEXIBAR, ADV, 8X32X1MM | 222.18 | EA | 0
564100 | Canada | CAD | BRAID,SHUNT,POWER,TINNED, | 241.79 | EA | 0
FM103SR | Canada | CAD | FRAME,WELDMENT,ASSY | 2026.79 | EA | 0
B543C003 | Canada | CAD | BAR ASSY,GRD, | 42.91 | EA | 0
534026SE13 | Canada | CAD | FLEXIBAR,ADV,5X32X1MM,SE, | 278.34 | EA | 0
GYR189C | Canada | CAD | MOLD,CABLE TO GRD ROD,VER | 376.08 | EA | 0
B532A1L48 | Canada | CAD | PLATE,GRD,ASSY,STRAIGHT,4 | 169.08 | EA | 0
FLXPRW0010 | Canada | CAD | FLEXIBAR,ADV,6X32X1MM,RW, | 446.06 | EA | 0
557320IR06 | Canada | CAD | BRAID,CU,TINNED,70MM2,M10 | 48.74 | EA | 0
PTCT1Y2 | Canada | CAD | MOLD,CABLE, HORZ THRU PAR | 276.78 | EA | 0
EGBA14424GGT | Canada | CAD | BAR,ASSY,GRD,BUS,1/4 X 4 | 429 | EA | 0
556827B | Canada | CAD | BRAID,CU,50MM2,BLK | 99999.99 | EA | 0
508044 | Canada | CAD | BRAID,FLEXIBLE, | 1923.86 | EA | 0
RRC51Y5 | Canada | CAD | MOLD,CABLE TO REBAR,HORZ | 276.78 | EA | 0
EL25P13L | Canada | CAD | COUPLER,LENTON,P13L,25MM, | 152.93 | EA | 0
VBC2LV5C | Canada | CAD | MOLD,CABLE TO VERT STL,VE | 276.78 | EA | 0
534034GE27 | Canada | CAD | FLEXIBAR,ADV,6X40X1MM,GE, | 285.66 | EA | 0
SSPD3PC02 | Canada | CAD | COVER,BUSBAR,SSPD | 2.05 | EA | 0
TAD4L9H | Canada | CAD | MOLD,CABLE,HORZ TEE | 586.79 | EA | 0
ERICORE072T | Canada | CAD | DOWNCONDUCTOR,LIGHTNING, | 13512.23 | EA | 0
RAC2C2Q | Canada | CAD | MOLD,GRD ROD TO RECEPTACL | 276.78 | EA | 0
534034EPI03 | Canada | CAD | FLEXIBAR,ADV,6X40X1MM,EPI | 175.89 | EA | 0
LPC808 | Canada | CAD | STRAP,CABLE,CU,1 IN PIPE | 19.46 | EA | 0
HDSSC1L | Canada | CAD | MOLD,CABLE,HORZ SPLICE | 276.78 | EA | 0
PBR1V1V | Canada | CAD | MOLD,CABLE,VERT PARALLEL | 271.52 | EA | 0
534411 | Canada | CAD | IBSB ADV 50-630-8-10 | 41.89 | EA | 0
GYEP300Y5 | Canada | CAD | MOLD,CABLE TO GRD ROD,VER | 775.14 | EA | 0
PBAT13B002 | Canada | CAD | BOND,ARC WELD JOINT,AT1 3 | 58.02 | EA | 0
RBT710101 | Canada | CAD | SPLICE,KIT,#7/#10 CADWELD | 233.18 | EA | 0
512HDR1 | Canada | CAD | HANGER,BOX,ACOUSTICAL TEE | 13.25 | EA | 0
PBC2WRHM | Canada | CAD | MOLD,C BOND,250KCM RLAY,R | 199.84 | EA | 0
557330KEYE01 | Canada | CAD | BRAID,CU,TINNED,CUSTOM,1. | 221.8 | EA | 0
A238KC2S24RH | Canada | CAD | CLAMP,FENCE,4/0 X 24 IN | 661.38 | EA | 0
563500 | Canada | CAD | BRAID,PREFAB,250X50X4MM, | 36.88 | EA | 0
TAC9B2Q | Canada | CAD | MOLD,CABLE,HORZ TEE | 276.78 | EA | 0
TAC3Q2C | Canada | CAD | MOLD,CABLE,HORZ TEE | 276.78 | EA | 0
CAHAA1LA | Canada | CAD | MOLD,CABLE TO HORZ STL,HO | 168.64 | EA | 0
SES200120/240CM | Canada | CAD | PROTECTOR,SURGE,120/240V | 8457.28 | EA | 0
EPD240TDAARB | Canada | CAD | ERICO PROTECTION DEVICE, | 641.04 | EA | 0
PB10SS3B001 | Canada | CAD | MOLD,CABLE,HORZ SPLICE | 199.84 | EA | 0
556826B | Canada | CAD | MBJ 50-150-8-10 | 4.78 | EA | 0
LPC202 | Canada | CAD | POINT,CU,3/8IN X 12IN | 196.83 | EA | 0
GTP181HM | Canada | CAD | MOLD,CABLE TO GRD ROD,VER | 205.88 | EA | 0
RBW2688 | Canada | CAD | SLEEVE,SPEED,#8 | 29.4 | EA | 0
SBTBT7B | Canada | CAD | WELDER,BOND,5/16 TAB,T7 P | 513.72 | EA | 0
534031IR02 | Canada | CAD | FLEXIBAR,ADV,3X40X1MM,IR | 199.13 | EA | 0
PBCT92WRHX | Canada | CAD | FRAME,WELDER,250KCM CONC, | 358.58 | EA | 0
VGC1T1.25 | Canada | CAD | MOLD,CABLE TO VERT STL,HO | 276.78 | EA | 0
534060ABB02 | Canada | CAD | FLEXIBAR,ADV,10X120X1,ABB | 824.21 | EA | 0
TAC2Q2A | Canada | CAD | MOLD,CABLE,HORZ TEE | 276.78 | EA | 0
EL784G | Canada | CAD | BOLT,LENTON THRD,#4 5/8 1 | 7.26 | EA | 0
ESBP2 | Canada | CAD | CONNECTOR,SPLIT BOLT,DUAL | 8.67 | EA | 0
SBTBTB4E | Canada | CAD | WELDER,BOND,5/16 & 1 TAB, | 119.35 | EA | 0
EL12SA | Canada | CAD | COUPLER,LENTON,SA,#4 | 16.33 | EA | 0
LPS2945M2M | Canada | CAD | ADAPTER,SS,COUPLING,5/8IN | 29.25 | EA | 0
554103 | Canada | CAD | JUMPER,PRESSWELD,(38).01X | 384.78 | EA | 0
VNC1HLH2 | Canada | CAD | MOLD,CABLE TO VERT STL,HO | 276.78 | EA | 0
TDX100M277/480T | Canada | CAD | PROTECTOR,SURGE,TDX100M,3 | 1722.19 | EA | 0
ERICORE152U | Canada | CAD | DOWNCONDUCTOR,LIGHTNING, | 25167.97 | EA | 0
710370 | Canada | CAD | U BOLD ROD CLAMP 16MM | 19.92 | EA | 0
SSC8C | Canada | CAD | MOLD,CABLE,HORZ SPLICE | 276.78 | EA | 0
PTC2G1T | Canada | CAD | MOLD,CABLE, HORZ THRU PAR | 276.78 | EA | 0
RTC51Y6 | Canada | CAD | MOLD,CABLE TO REBAR,HORZ | 276.78 | EA | 0
EL2820A12 | Canada | CAD | COUPLER,LENTON,A12,#9-#6 | 71.99 | EA | 0
560880 | Canada | CAD | BUSBAR,SUPPORT,ABS MODULE | 82.17 | EA | 0
557350PCS01 | Canada | CAD | BRAID,CU,TIN,100MM2,1LYR, | 71.92 | EA | 0
UTB30SPLED | Canada | CAD | PROTECTOR, SURGE,UTB, 1PA | 165.58 | EA | 0
BACEAM | Canada | CAD | MOLD,BUS BAR,HORZ SPLICE | 276.78 | EA | 0
534034ARZ02 | Canada | CAD | FLEXIBAR,ADV,6X40X1MM,ARZ | 502.01 | EA | 0
569010P200 | Canada | CAD | BLOCK,DISTRIBUTION,80A, | 6.09 | EA | 0
613400SG01 | Canada | CAD | GROUND ROD,COPPERBONDED,3 | 51.65 | EA | 0
B295X51Z58 | Canada | CAD | LABEL,ADHESIVE,TYPE 2 | 111.84 | EA | 0
A929B038 | Canada | CAD | WASHER,LOCK,1/4,304 SS | 4.29 | EA | 0
RBVB16575E | Canada | CAD | BASIN,POURING,#10 VERTICA | 851.53 | EA | 0
PGT1E1E | Canada | CAD | MOLD,CABLE, HORZ THRU PAR | 269.61 | EA | 0
EGBA14212NN | Canada | CAD | BAR,GRD BUS,1/4 X 2 X 12 | 132.6 | EA | 0
RPSCW6STPX3 | Canada | CAD | CROSSOVER,6 STEPS, | 15271.67 | EA | 0
PB50LA4YJH | Canada | CAD | MOLD,CABLE TO BUS/LUG,HOR | 423.66 | EA | 0
GTC311L | Canada | CAD | MOLD,CABLE TO GRD ROD,VER | 276.78 | EA | 0
SBTBJ3360 | Canada | CAD | BOND,JUMPER,3/16 & 3/4 TA | 23.09 | EA | 0
PSC2Q | Canada | CAD | MOLD,CABLE,PULL SPLICE | 276.78 | EA | 0
PB10VS2QV3C | Canada | CAD | MOLD,CABLE TO VERT STL,45 | 199.84 | EA | 0
ZZSURGETEST | Canada | CAD | SURGE CONSULTING/AUDITSVC | 140399.99 | EA | 0
548602 | Canada | CAD | INSULATOR,BUSBAR,ISO TP | 16.54 | EA | 0
DQC102G | Canada | CAD | MOLD,CABLE TO GRD ROD,HOR | 276.78 | EA | 0
A239GC2S242Q4LH | Canada | CAD | CLAMP,FENCE,4/0 FLEX,4/0 | 494.7 | EA | 0
GLCCE2C | Canada | CAD | MOLD,CABLE TO LUG,HORZ SP | 276.78 | EA | 0
DH58CD | Canada | CAD | DRIVE,ROD,SLEEVE,5/8 CU | 96.77 | EA | 0
EL22A2NGV | Canada | CAD | COUPLER,LENTON,STANDARD, | 36.13 | EA | 0
534049L3MP | Canada | CAD | FLEXIBAR,BUSBAR,MTO, | 99999.99 | EA | 0
S1V24M | Canada | CAD | MOLD,HV CABLE SPLICE,HORZ | 375.7 | EA | 0
PBW3SLH | Canada | CAD | MOLD,RAIL,CABLE HORZ TO W | 151.83 | EA | 0
PB10LA4GEG | Canada | CAD | MOLD,CABLE TO BUS/LUG,HOR | 199.84 | EA | 0
LPC30258 | Canada | CAD | BASE,CABLE,AND AIR TERMIN | 63.23 | EA | 0
EGBA38412NN | Canada | CAD | BAR,GRD BUS,3/8 X 4 X 12 | 210.6 | EA | 0
RBVA9060F | Canada | CAD | BASIN,POURING,#11 VERTICA | 713.05 | EA | 0
534056RW38 | Canada | CAD | FLEXIBAR,ADV,6X100X1,RW | 619.48 | EA | 0
534058NEX02 | Canada | CAD | FLEXIBAR,ADV,10X100X1,NEX | 737.62 | EA | 0
GYP31003M | Canada | CAD | MOLD,CABLE TO GRD ROD,VER | 205.88 | EA | 0
LPLC481SHP | Canada | CAD | BASE,TERMINAL,AIR,CAST | 32.64 | EA | 0
GNR182Q | Canada | CAD | MOLD,CABLE TO GRD ROD,VER | 376.08 | EA | 0
EL36S3P83900 | Canada | CAD | COUPLER,LENTON,POSITION, | 692.26 | EA | 0
561610 | Canada | CAD | METAL SPACER M4 X 35 | 1.24 | EA | 0
VSC1YV5C | Canada | CAD | MOLD,CABLE TO VERT STL,HO | 276.78 | EA | 0
EL25A2ES | Canada | CAD | COUPLER,LENTON STANDARD,# | 68.49 | EA | 0
B112 | Canada | CAD | SLEEVE,CU,.212 ID X .274 | 1.47 | EA | 0
PTC3Q8D | Canada | CAD | MOLD,CABLE, HORZ THRU PAR | 276.78 | EA | 0
559686 | Canada | CAD | INS,2-1/4,1/2-13 X 5/8 | 5.02 | EA | 0
RPSCW6STPXL2 | Canada | CAD | WALKWAY, 6 STEPS, LADDER | 15271.67 | EA | 0
DT235030R | Canada | CAD | TYPE 2, 350V, 3 0 | 306.29 | EA | 0
554398B | Canada | CAD | BRAID,SS,LUG,50MM2,BULK | 91.21 | EA | 0
563606 | Canada | CAD | BRAID,SHUNT,INSULATED, | 7.28 | EA | 0
RBW7399V | Canada | CAD | INSTALLATION KIT,EQUIP,#9 | 1920.58 | EA | 0
CHCEAL | Canada | CAD | MOLD,BUS TO HORZ STL,THRU | 276.78 | EA | 0
MS/MISC | Canada | CAD | QUICK SALE | 3.72 | EA | 0
508143 | Canada | CAD | BOOT, FLEXBUS, | 312.25 | EA | 0
LPC245B | Canada | CAD | POINT,CU,5/8IN X 24 IN | 100.49 | EA | 0
LPC128500 | Canada | CAD | CABLE,CU,SMOOTH WEAVE,24 | 10.34 | FT | 0
TAC2V2C | Canada | CAD | MOLD,CABLE,HORZ TEE | 276.78 | EA | 0
LPC202ST | Canada | CAD | POINT,CU,BLUNT BARE,3/8IN | 51.49 | EA | 0
560071 | Canada | CAD | PUNCH,STEEL,.343 W/DIE | 131.42 | EA | 0
PBCT9S5 | Canada | CAD | WELDER,BOND,2/0 COMPOSITE | 868.31 | EA | 0
GBJGT332CR2 | Canada | CAD | MOLD,GRD ROD,TO ROD/RECEP | 1147.17 | EA | 0
GTC16T2 | Canada | CAD | MOLD,CABLE TO GRD ROD,VER | 276.78 | EA | 0
545980 | Canada | CAD | KIT,TOOL,CRIMPING,HTC3-4 | 305.57 | EA | 0
EGFP2K | Canada | CAD | MAST,LIGHTNING,GALV,18FT | 6699.03 | EA | 0
RDC521L | Canada | CAD | MOLD,CABLE TO REBAR,HORZ | 276.78 | EA | 0
EGBF12448CC | Canada | CAD | BUSBAR,CU,ASSY,1/2X4X48, | 1365 | EA | 0
SSC9D | Canada | CAD | MOLD,CABLE,HORZ SPLICE | 276.78 | EA | 0
VAC8C | Canada | CAD | MOLD,CABLE TO VERT STL,HO | 276.78 | EA | 0
EL43TP9N | Canada | CAD | COUPLER,LENTON,STANDARD, | 121.65 | EA | 0
RJC541V | Canada | CAD | MOLD,CABLE TO REBAR,VERT | 276.78 | EA | 0
VSC1HV4 | Canada | CAD | MOLD,CABLE TO VERT STL,45 | 276.78 | EA | 0
A934A009 | Canada | CAD | ADHESIVE,EPOXY,POTTING 50 | 35.36 | EA | 0
FLXPKOM0005 | Canada | CAD | FLEXIBAR,ADV,6X40X1MM,KOM | 273.124 | EA | 0
534516 | Canada | CAD | IBS ADV 120-530-10 | 116.56 | EA | 0
SSCD7 | Canada | CAD | MOLD,CABLE,HORZ SPLICE | 276.78 | EA | 0
DT235020R | Canada | CAD | TYPE 2, 350V, 2 0 | 182.09 | EA | 0
RBW702 | Canada | CAD | FRAME,CADWELD,4-PIN 2-PIE | 360.99 | EA | 0
GYR162GW | Canada | CAD | MOLD,CABLE TO GRD ROD,VER | 454.7 | EA | 0
XLPCF5A4TS | Canada | CAD | MOLD,CABLE, HORZ TAP PARA | 783.12 | EA | 0
RCE522C | Canada | CAD | MOLD,CABLE TO REBAR,VERT | 775.14 | EA | 0
RBHSB12065X | Canada | CAD | BASIN,POURING,#6 HORZ,SID | 713.05 | EA | 0
HDTAC2G2G | Canada | CAD | MOLD,CABLE,HORZ TEE | 276.78 | EA | 0
534007EA06 | Canada | CAD | FLEXIBAR,ADV,4X15.5X0.8MM | 165.17 | EA | 0
SSCY5Y4 | Canada | CAD | MOLD,CABLE,HORZ SPLICE | 276.78 | EA | 0
PHJ8F2Q | Canada | CAD | MOLD,CABLE,VERT THRU PARA | 1147.17 | EA | 0
812MB18AR1 | Canada | CAD | BOX SUPPORT,1/2&3/4 CONDU | 10.39 | EA | 0
GTP331G | Canada | CAD | MOLD,CABLE TO GRD ROD,VER | 304.14 | EA | 0
SBS925 | Canada | CAD | MOLD,WELDER BOND,T6 HEAD | 106.46 | EA | 0
534030 | Canada | CAD | FLEX ADV2MTC 2X40X1 | 146.45 | EA | 0
LAC3DEE | Canada | CAD | MOLD,CABLE TO BUS/LUG,HOR | 276.78 | EA | 0
615800 | Canada | CAD | ROD,GRD,5/8X10,CU BONDED | 62.74 | EA | 0
PB10LA4XEK | Canada | CAD | MOLD,CABLE TO BUS/LUG,HOR | 271.52 | EA | 0
PTC3D9F | Canada | CAD | MOLD,CABLE,HORZ THRU | 276.78 | EA | 0
CA32PLUSXF19 | Canada | CAD | CADWELD PLUS,#32,XF19, | 15.95 | EA | 0
RBVB12065F | Canada | CAD | BASIN,POURING,#11 VERTICA | 713.05 | EA | 0
534529 | Canada | CAD | IBS ADV 240-630-12 | 262.89 | EA | 0
534039MJP01 | Canada | CAD | FLEXIBAR,ADV,5X50X1MM | 79.74 | EA | 0
DSD1101S275 | Canada | CAD | DIVERTER,SURGE,275V,10KA, | 83.23 | EA | 0
534056ABB16 | Canada | CAD | FLEXIBAR,ADV,6X100X1,ABB, | 296.22 | EA | 0
TAC2QS1 | Canada | CAD | MOLD,CABLE,HORZ TEE | 276.78 | EA | 0
PBK15030 | Canada | CAD | KIT,BOND,SIGNAL,500KCM,4 | 6034.55 | EA | 0
PBW13S27B | Canada | CAD | BOND,JOINT,500 RLAY WEB,2 | 126.3 | EA | 0
LPC202BST | Canada | CAD | POINT,CU,BLUNT,3/8IN X | 20.54 | EA | 0
PB10GLGG3Q | Canada | CAD | MOLD,CABLE TO LUG,HORZ SP | 271.52 | EA | 0
GRT14C1V | Canada | CAD | MOLD,CABLE TO GRD ROD,VER | 269.61 | EA | 0
VBC1KV8C | Canada | CAD | MOLD,CABLE TO VERT STL,VE | 276.78 | EA | 0
VSCY5 | Canada | CAD | MOLD,CABLE TO VERT STL,45 | 276.78 | EA | 0
EGBA14220JJ | Canada | CAD | BAR,GRD BUS,1/4 X 2 X 20 | 205.4 | EA | 0
EGBA14812BB | Canada | CAD | BAR,ASSY,GRD,BUS,1/4X8X12 | 312 | EA | 0
TAC3A8C | Canada | CAD | MOLD,CABLE,HORZ TEE | 276.78 | EA | 0
RDH551T | Canada | CAD | MOLD,CABLE TO REBAR,HORZ | 484.97 | EA | 0
YCE2G2G | Canada | CAD | MOLD,CABLE,VERT Y VERT T | 775.14 | EA | 0
PTC3D3D | Canada | CAD | MOLD,CABLE, HORZ THRU PAR | 276.78 | EA | 0
RHC542V | Canada | CAD | MOLD,CABLE TO REBAR,HORZ | 276.78 | EA | 0
LKT50 | Canada | CAD | COUPLER,LENTON INTERLOK, | 384.21 | EA | 0
LAC18EK | Canada | CAD | MOLD,CABLE TO BUS/LUG,HOR | 276.78 | EA | 0
534036GE14 | Canada | CAD | FLEXIBAR,ADV,10X40X1MM,GE | 508.38 | EA | 0
LPLC446 | Canada | CAD | SPLICE,CABLE,CAST,ASSY | 370.81 | EA | 0
EGBA14416LLT | Canada | CAD | BAR,GRD BUS,1/4 X 4 X 16, | 293.8 | EA | 0
A109AU | Canada | CAD | CABLE,SAMPLE,6 IN LONG,25 | 17.71 | EA | 0
LPA32112 | Canada | CAD | BASE,AL,STRAIGHT,1/2IN | 32.34 | EA | 0
EGBA14424MMT | Canada | CAD | BAR,ASSY BUS,1/4 X 4 X 24 | 429 | EA | 0
B2700HC36T | Canada | CAD | STRIP,BUS,ASSY,36 LG,TINN | 94.93 | EA | 0
534026PDI27 | Canada | CAD | FLEXIBAR,ADV,5X32X1MM,PDI | 246.36 | EA | 0
PTC2Q1V | Canada | CAD | MOLD,CABLE,HORZ THRU PARA | 276.78 | EA | 0
BBCEAL | Canada | CAD | MOLD,BUS BAR,HORZ SPLICE | 276.78 | EA | 0
534045L3MP | Canada | CAD | FLEXIBAR,BUSBAR,MTO, | 99999.99 | EA | 0
XBQ2B2B | Canada | CAD | MOLD,CABLE,HORZ X LAPPED, | 528.45 | EA | 0
PTC9ES7 | Canada | CAD | MOLD,CABLE, HORZ THRU PAR | 276.78 | EA | 0
568661 | Canada | CAD | GROUND BUSBAR 60 OUTPUTS | 53.08 | EA | 0
PB10VS1H | Canada | CAD | MOLD,CABLE TO VERT STL,45 | 199.84 | EA | 0
TERMLUGCOUP | Canada | CAD | COUPLING,TERMINAL LUG,MK3 | 217.22 | EA | 0
561176 | Canada | CAD | BLOCK,POWER,SBF3C1000AL | 173.25 | EA | 0
FLXPLAM0043 | Canada | CAD | FLEXIBAR,ADV,8X32X1MM LAM | 717.67 | EA | 0
GT1162QPLUS | Canada | CAD | ONE-SHOT,CABLE TO GRD ROD | 35.15 | EA | 0
557300 | Canada | CAD | BRAID,CU,TINNED, 25 M LG, | 24.62 | MR | 0
VNCSFLH | Canada | CAD | MOLD,CABLE TO VERT STL,HO | 276.78 | EA | 0
MBB15CCL | Canada | CAD | MOLD,BLANK,3 X 3 X 7 IN S | 256.01 | EA | 0
CC5A04 | Canada | CAD | CABLE,COMPOSITE,7 STRAND | 678.35 | EA | 0
GGC2Q18 | Canada | CAD | MOLD,CABLE TO GRD ROD,HOR | 276.78 | EA | 0
NCR16Y2W3 | Canada | CAD | MOLD,CABLE TO GRD ROD,HOR | 376.08 | EA | 0
G1A | Canada | CAD | LITERATURE,ELECTRICAL,WIR | 9999.99 | EA | 0
FLXPABB0010 | Canada | CAD | FLEXIBAR,ADV,10X50X1,ABB, | 347.392 | EA | 0
LU57TMS15D | Canada | CAD | LENTON ULTIMATE,MALE, | 88.44 | EA | 0
GYE372QW | Canada | CAD | MOLD,CABLE TO GRD ROD,VER | 853.76 | EA | 0
PB72QVJK150B | Canada | CAD | MOLD,CABLE TO LUG,HORZ TA | 476.13 | EA | 0
EGBA14218HH | Canada | CAD | BAR,GRD BUS,1/4 X 2 X 18 | 187.2 | EA | 0
LPS31612 | Canada | CAD | BASE,VENT,STRAP | 50.38 | EA | 0
TACL9D5 | Canada | CAD | MOLD,CABLE,HORZ TEE | 276.78 | EA | 0
SES160F208Y | Canada | CAD | SES, 160 KA, FILTER, | 765 | EA | 0
EL25SAES | Canada | CAD | COUPLER,LENTON,SA,#8,EPOX | 71.06 | EA | 0
557620 | Canada | CAD | BRAID,CU,TINNED,.15MM DIA | 7.19 | MR | 0
TAC2C2C | Canada | CAD | MOLD,CABLE,HORZ TEE | 276.78 | EA | 0
A235F2Q5RH | Canada | CAD | CLAMP,FENCE,4/0 X 5 FT TO | 305.57 | EA | 0
ZCCSS11 | Canada | CAD | MOLD,CABLE,NO BUILD-UP | 276.78 | EA | 0
PBW2QRH | Canada | CAD | MOLD,RAIL,CABLE HORZ TO W | 91.31 | EA | 0
RBW346548 | Canada | CAD | CHAIN,ASSY,#41 19 IN CRUC | 28.39 | EA | 0
563617 | Canada | CAD | BRAID,SHUNT,INSULATED, | 8.24 | EA | 0
EM912SS | Canada | CAD | EM912 BASE CLIP,STAINLESS | 2.6 | EA | 0
EL22BAC | Canada | CAD | PROTECTOR,LENTON,BREAK AW | 0.73 | EA | 0
RRC512Q | Canada | CAD | MOLD,CABLE TO REBAR,HORZ | 276.78 | EA | 0
23101001 | Canada | CAD | CATCH,DOOR, HR | 0.7 | EA | 0
PB71DS3SJH002 | Canada | CAD | MOLD,CABLE TO UC LUG,HORZ | 671.18 | EA | 0
PBB2720H120 | Canada | CAD | BOND,ASSY,IMPED 500 RLAY | 2700.39 | EA | 0
LPC120500 | Canada | CAD | CABLE,CU,SMOOTH WEAVE,29 | 5.15 | FT | 0
ERICORE073T | Canada | CAD | DOWNCONDUCTOR,LIGHTNING, | 9999.99 | EA | 0
LPA34012 | Canada | CAD | BASE,AL,CAST,STEEL MOUNT, | 33.68 | EA | 0
MTKS1052 | Canada | CAD | MAT,GRD,8 IN X 10 IN, | 121.3 | EA | 0
562131 | Canada | CAD | IBSB ADV 25-174-6 | 4.36 | EA | 0
505617SP | Canada | CAD | BUSBAR,SPECIAL,3/8X14.75X | 1968.12 | EA | 0
PBAL12Q00142 | Canada | CAD | BOND,JOINT,AL1 4/0 19 STR | 70.64 | EA | 0
EL28C3SWN | Canada | CAD | COUPLER,LENTON,SPECIAL, | 87.96 | EA | 0
LAC2C002 | Canada | CAD | MOLD,CABLE TO BUS/LUG,HOR | 276.78 | EA | 0
M103E | Canada | CAD | CLAMP ASSY,WELDER,T6/T8 | 140.34 | EA | 0
534019STK08 | Canada | CAD | FLEXIBAR,ADV,5X24X1MM,STK | 104.53 | EA | 0
LPC664L18 | Canada | CAD | CONNECTION,THRU,ROOF,W/PV | 140.86 | EA | 0
534041PHM06 | Canada | CAD | FLEXIBAR,ADV,8X50X1MM,PHM | 232.99 | EA | 0
FLXKIR0003 | Canada | CAD | KIT,FLEXIBAR,ADV,3X40X1MM | 1725.389 | EA | 0
GT1161LF | Canada | CAD | ONE-SHOT, CABLE TO GRD RO | 22.62 | EA | 0
RDM53DAK | Canada | CAD | MOLD,BUS TO REBAR, HORZ X | 844.84 | EA | 0
PB10PTS6S6 | Canada | CAD | MOLD,CABLE, HORZ THRU PAR | 199.84 | EA | 0
PB10LA3QEG | Canada | CAD | MOLD,CABLE TO BUS/LUG,HOR | 199.84 | EA | 0
534032L3M | Canada | CAD | FLEXIBAR,ADV,4X40X1MM,3M | 426.78 | EA | 0
A929B018 | Canada | CAD | WASHER,LOCK,1/2,SILBRZ | 1.01 | EA | 0
HDXBZ9F9F | Canada | CAD | MOLD,CABLE,HORZ X LAPPED | 793.75 | EA | 0
EGBA14436GG | Canada | CAD | BAR,GRD BUS,1/4 X 4 X 36 | 538.2 | EA | 0
A809A04F | Canada | CAD | WIRE,CU,SOL,BARE,#6,HARD | 3.03 | EA | 0
EL28C3JQ | Canada | CAD | COUPLER,LENTON,HALF,C3J, | 82.63 | EA | 0
EGBC14248NN | Canada | CAD | BAR ASSY,GRD BUS,1/4X2X48 | 436.8 | EA | 0
NDR152Q | Canada | CAD | MOLD,CABLE TO GRD ROD,HOR | 376.08 | EA | 0
EL3225A12 | Canada | CAD | COUPLER,LENTON,A12,#10-#8 | 75.31 | EA | 0
VFC1T002V3C | Canada | CAD | MOLD,CABLE TO VERT STL,VE | 276.78 | EA | 0
FS14MC | Canada | CAD | REBAR,MALE,M,#14,43MM | 102.88 | EA | 0
534045APG02 | Canada | CAD | FLEXIBAR,ADV,5X63X1MM,APG | 1022.75 | EA | 0
SB20104 | Canada | CAD | BOND,CADWELD TAB,3/16X6 1 | 10.6 | EA | 0
CAVBP1V6 | Canada | CAD | MOLD,CABLE TO VERT STL,VE | 304.14 | EA | 0
503220WS01 | Canada | CAD | BRAID,CU,TIN,250MM2,1LYR, | 96.27 | EA | 0
HDC58R | Canada | CAD | CLAMP,GRD ROD,STL BRZ,HEA | 6.8 | EA | 0
PTC2C1E | Canada | CAD | MOLD,CABLE, HORZ THRU PAR | 276.78 | EA | 0
LPA27236 | Canada | CAD | ROD,SOLID EXTENSION, | 30.93 | EA | 0
A811J26F200 | Canada | CAD | STRIP,CU,26GA X 12,C11000 | 1409.42 | EA | 0
PTCY4Y3 | Canada | CAD | MOLD,CABLE,HORZ THRU PARA | 276.78 | EA | 0
508154 | Canada | CAD | RAW, | 121.94 | EA | 0
GRC16Y9 | Canada | CAD | MOLD,CABLE TO GRD ROD,VER | 276.78 | EA | 0
A800A05 | Canada | CAD | CABLE,CU,BARE,1/0 CONC,7 | 0.7 | EA | 0
EL32S5BMG | Canada | CAD | COUPLER,LENTON,STRAIGHT, | 115.31 | EA | 0
VBC2QV2 | Canada | CAD | MOLD,CABLE TO VERT STL,VE | 276.78 | EA | 0
RBHSB14075M | Canada | CAD | BASIN,POURING,#18 HORIZ. | 782.26 | EA | 0
250F80 | Canada | CAD | WELD METAL,CADWELD,F80 | 62.96 | EA | 0
PTC2G9F | Canada | CAD | MOLD,CABLE, HORZ THRU PAR | 276.78 | EA | 0
GRC161T | Canada | CAD | MOLD,CABLE TO GRD ROD,VER | 276.78 | EA | 0
LU16FT12D | Canada | CAD | LENTON ULTIMATE,FEMALE, | 12.19 | EA | 0
ELBEG32AHTCA | Canada | CAD | LENTON,BAR END GAGE,32MM, | 380.54 | EA | 0
613470 | Canada | CAD | ROD,GRD,3/4X7 FT,CU BOND, | 71.01 | EA | 0
CAFSA1LA | Canada | CAD | MOLD,CU TUBE TO BUS,VERT | 197.65 | EA | 0
CAVNT1VRH | Canada | CAD | MOLD,CABLE TO VERT STL,HO | 139.19 | EA | 0
PB80QVJHV | Canada | CAD | MOLD,LUG TO FLANGE,INVERT | 906.82 | EA | 0
BMCBAKBAK | Canada | CAD | MOLD,BUS BAR,HORZ TEE BAR | 276.78 | EA | 0
VFCY1 | Canada | CAD | MOLD,CABLE TO VERT STL,VE | 276.78 | EA | 0
M29836 | Canada | CAD | POINT,SHUNT CONTACT,REPLA | 15.93 | EA | 0
534042ABB02 | Canada | CAD | FLEXIBAR,ADV,10X50X1,ABB | 245.13 | EA | 0
611380PWC01 | Canada | CAD | ROD,GRD,1/2X8,CU BONDED | 25.97 | EA | 0
WT2SA7002.5 | Canada | CAD | RECEPTOR ASSY, SIDE, | 305.66 | EA | 0
558050 | Canada | CAD | RAIL,DIN,2M LG,ASYMMETRIC | 10.7 | EA | 0
534058GE07A | Canada | CAD | FLEXIBAR,ADV,10X100X1,GE | 1305.36 | EA | 0
EL12P14LES | Canada | CAD | COUPLER,POSITION,ASSY | 104.35 | EA | 0
B180B1 | Canada | CAD | SCREW,SUBASSY,ADJUSTING, | 34.16 | EA | 0
SBTBJ3420B | Canada | CAD | BOND,JUMPER,3/16 & 1 TAB | 9.48 | EA | 0
534034ARZ27 | Canada | CAD | FLEXIBAR,ADV,6X40X1MM,ARZ | 270.1 | EA | 0
615803HA01UL | Canada | CAD | ROD,GRD,5/8X10,CU CLAD,13 | 41.9 | EA | 0
CONSADFX | Canada | CAD | SCREW,SS,#14X1 | 1 | EA | 0
TDC75MBCH | Canada | CAD | CABLE,COMPOSITE,19 STRAND | 823.73 | EA | 0
ZZETADJ | Canada | CAD | ERITECH PREF PLUS ADJ | 99999.99 | EA | 0
615880SP02 | Canada | CAD | ROD,GRD,5/8X8,CU BONDED | 50.25 | EA | 0
XBQ2C2CW | Canada | CAD | MOLD,CABLE,HORZ X LAPPED, | 633.28 | EA | 0
LAC1TEK | Canada | CAD | MOLD,CABLE TO BUS/LUG,HOR | 276.78 | EA | 0
ELFG12CA | Canada | CAD | LENTON,BAR END GAGE,FIELD | 193.16 | EA | 0
508161 | Canada | CAD | COVER,BOOT, | 312.99 | EA | 0
508060 | Canada | CAD | BRAID,FLEXIBLE, | 1304.55 | EA | 0
PGCY5Y5 | Canada | CAD | MOLD,CABLE,HORZ THRU PARA | 276.78 | EA | 0
VFR2V | Canada | CAD | MOLD,CABLE TO VERT STL,VE | 376.08 | EA | 0
SSPD1P2M300 | Canada | CAD | SSPD, SINGLE PHASE, | 392.09 | EA | 0
ERICORE112T | Canada | CAD | DOWNCONDUCTOR,LIGHTNING, | 20135.39 | EA | 0
TAC3D2C | Canada | CAD | MOLD,CABLE,HORZ TEE | 276.78 | EA | 0
RBTSA9040J | Canada | CAD | BASIN,POURING,#14 HORIZ. | 713.05 | EA | 0
M386R | Canada | CAD | FRAME,ASSY,VERT SPLIT,6 X | 463.31 | EA | 0
PBW3S | Canada | CAD | MOLD,RAIL,CABLE HORZ TO W | 219.14 | EA | 0
SBTBJ3360B | Canada | CAD | BOND,JUMPER,3/16 & 3/4 TA | 16.42 | EA | 0
RDC531H | Canada | CAD | MOLD,CABLE TO REBAR,HORZ | 276.78 | EA | 0
RBHSA9050F | Canada | CAD | BASIN,POURING,#11 HORIZ S | 713.05 | EA | 0
CASST1V001 | Canada | CAD | MOLD,CABLE,HORZ SPLICE | 269.61 | EA | 0
EGRD34I | Canada | CAD | DRIVER,ROD,GRD,3/4,INSERT | 208.14 | EA | 0
SBPAJA36 | Canada | CAD | BOND,PLUG,S1 36 LONG | 13.92 | EA | 0
GYE311T | Canada | CAD | MOLD,CABLE TO GRD ROD,VER | 775.14 | EA | 0
LPC224B | Canada | CAD | POINT,CU,BARE,1/2IN X 18 | 49.73 | EA | 0
GYE161TM | Canada | CAD | MOLD,CABLE TO GRD ROD,VER | 561.05 | EA | 0
A927H055 | Canada | CAD | BOLT,PAN,HEAD,M6X1 X 16MM | 0.79 | EA | 0
SBT372A | Canada | CAD | CAN,REPAIR,GALV COMPOND | 180.91 | EA | 0
PB10SS3B3S001 | Canada | CAD | MOLD,CABLE,HORZ SPLICE | 271.52 | EA | 0
A930W006 | Canada | CAD | ANCHOR,EXPANSION SHIELD,5 | 1.81 | EA | 0
534047CPG01 | Canada | CAD | FLEXIBAR,ADV,8X63X1,PG | 365.95 | EA | 0
SES200240DCM | Canada | CAD | PROTECTOR,SURGE,240VDELTA | 8332.48 | EA | 0
534034GE14 | Canada | CAD | FLEXIBAR,ADV,6X40X1MM,GE, | 301.85 | EA | 0
XLYRF0010RHS | Canada | CAD | MOLD,CABLE,HORZ Y 20 DEG | 783.12 | EA | 0
GPECEBH0242L024 | Canada | CAD | ELECTRODE,GRD PLATE,1/16X | 159.07 | EA | 0
LPPOINTCTO | Canada | CAD | POINT,LIGHTNING,MATERIAL | 3.25 | EA | 0
RRC522C | Canada | CAD | MOLD,CABLE TO REBAR,HORZ | 276.78 | EA | 0
EGBA14224GE | Canada | CAD | BAR,GRD BUS,1/4 X 2 X 24 | 241.8 | EA | 0
SSC3A | Canada | CAD | MOLD,CABLE,HORZ SPLICE | 276.78 | EA | 0
XLHAA1H | Canada | CAD | MOLD,CABLE TO HORZ STL,HO | 171.96 | EA | 0
VNC1TLH1.25 | Canada | CAD | MOLD,CABLE TO VERT STL, | 276.78 | EA | 0
PHR2Q2C | Canada | CAD | MOLD,CABLE, VERT THRU PAR | 376.08 | EA | 0
BMCFA38 | Canada | CAD | MOLD,BUS BAR,HORZ TEE BAR | 276.78 | EA | 0
GTC168F | Canada | CAD | MOLD,CABLE TO GRD ROD,VER | 276.78 | EA | 0
NCR16Y5 | Canada | CAD | MOLD,CABLE TO GRD ROD,HOR | 376.08 | EA | 0
A932C009 | Canada | CAD | RING,RETAINING,EXTERNAL,2 | 3.02 | EA | 0
555029 | Canada | CAD | BRAID,TINNED,CU,TINNED | 94.48 | EA | 0
A808A05C36 | Canada | CAD | WIRE,STL,CU CLAD,BARE,30% | 9999.99 | EA | 0
HDXBK3Q3Q | Canada | CAD | MOLD,CABLE,HORZ X LAPPED | 1255.97 | EA | 0
SBM275E2 | Canada | CAD | WELDER,SUBASSY,SUPPORT | 12.78 | EA | 0
508036 | Canada | CAD | BRAID,FLEXIBLE, | 1417.81 | EA | 0
HDHSC9F | Canada | CAD | MOLD,CABLE TO HORZ STL,HO | 276.78 | EA | 0
GXR2G18 | Canada | CAD | MOLD,CABLE TO GRD ROD,VER | 376.08 | EA | 0
152840 | Canada | CAD | FORM,FIXER, EL-10-12-HFF | 1.13 | EA | 0
PTC1Y1V | Canada | CAD | MOLD,CABLE, HORZ THRU | 276.78 | EA | 0
M2322X | Canada | CAD | FRAME,ASSY,3 X 5 IN 3 PC | 218.35 | EA | 0
HSC2Q006 | Canada | CAD | MOLD,CABLE TO HORZ STL,HO | 276.78 | EA | 0
LU16DR16D | Canada | CAD | LENTON ULTIMATE,ANCHOR, | 11.29 | EA | 0
TL2 | Canada | CAD | LUG,SOLDERLESS,#2 WIRE | 3.16 | EA | 0
633430 | Canada | CAD | ROD,GRD,3/4X3,SEC,CU BOND | 43.2 | EA | 0
FLXPLAM0073 | Canada | CAD | FLEXIBAR,ADV,3X9X0.8 LAM | 182.42 | EA | 0
LPC2955F5FB | Canada | CAD | ADAPTER,CU,STRAIGHT,5/8TH | 11.54 | EA | 0
VSC9HV5 | Canada | CAD | MOLD,CABLE TO VERT STL,45 | 276.78 | EA | 0
NX1181G | Canada | CAD | ONE-SHOT,CABLE TO GRD ROD | 37.97 | EA | 0
GMR181H | Canada | CAD | MOLD,CABLE TO GRD ROD,VER | 376.08 | EA | 0
EGBA14412CCT1TK | Canada | CAD | BAR,GRD BUS,1/4 X4 X12 LG | 382.2 | EA | 0
RJC542C | Canada | CAD | MOLD,CABLE TO REBAR,VERT | 276.78 | EA | 0
XLPCC3Q2Q | Canada | CAD | MOLD,CABLE,HORZ TAP PARAL | 929.6 | EA | 0
PCC2G1H | Canada | CAD | MOLD,CABLE, HORZ TAP PARA | 276.78 | EA | 0
BTJHA63 | Canada | CAD | MOLD,BUS BAR,VERT TEE TAP | 1147.17 | EA | 0
5578500482 | Canada | CAD | RAIL,DIN,CUT,INTO 482 MM | 95.56 | EA | 0
RBW34676 | Canada | CAD | CHAIN,ASSY,#41 | 555.06 | EA | 0
RVE54Y4 | Canada | CAD | MOLD,CABLE TO REBAR,VERT | 775.14 | EA | 0
TAC2QS6 | Canada | CAD | MOLD,CABLE,HORZ TEE | 276.78 | EA | 0
CA32PLUSF33 | Canada | CAD | CADWELD PLUS,#32,F33 | 10.92 | EA | 0
LPA246 | Canada | CAD | POINT,AL,5/8 X 30IN | 39.73 | EA | 0
FLXPLAM0005 | Canada | CAD | FLEXIBAR,ADV,2X15.5X0.8MM | 617.34 | EA | 0
SBTBJ3432 | Canada | CAD | BOND,JUMPER,3/16 & 1 TAB | 17.46 | EA | 0
LPA247 | Canada | CAD | POINT,AL,5/8 X 36IN | 53.42 | EA | 0
CAVSP2GC | Canada | CAD | MOLD,CABLE TO VERT STL,45 | 304.14 | EA | 0
PBK15040 | Canada | CAD | KIT,BOND,SIGNAL,500KCM,4 | 8664.75 | EA | 0
RRA521H | Canada | CAD | MOLD,CABLE TO REBAR,HORZ | 168.64 | EA | 0
B548A54 | Canada | CAD | MOUNTING,KIT,1/2-5/8X3-4W | 21.74 | EA | 0
EL43TC3J | Canada | CAD | COUPLER,LENTON HALF,#14,J | 75.33 | EA | 0
VBC1VV3C | Canada | CAD | MOLD,CABLE TO VERT STL,VE | 276.78 | EA | 0
534041L3M | Canada | CAD | FLEXIBAR,ADV,8X50X1MM,3M | 1092.08 | EA | 0
RCE521V | Canada | CAD | MOLD,CABLE TO REBAR,VERT | 775.14 | EA | 0
GYR189D | Canada | CAD | MOLD,CABLE TO GRD ROD,VER | 376.08 | EA | 0
ERICORE027T | Canada | CAD | DOWNCONDUCTOR,LIGHTNING, | 5232.5 | EA | 0
611390GAL01 | Canada | CAD | ROD,GRD,1/2X9,CU BONDED | 9.04 | EA | 0
EDT2300M | Canada | CAD | ENHANCED TYPE 2 MODULE, | 105.61 | EA | 0
505630 | Canada | CAD | BUSBAR,SPECIAL,1/4 X1 X 8 | 116.51 | EA | 0
CAHCA1GC | Canada | CAD | MOLD,CABLE TO HORZ STL,HO | 168.64 | EA | 0
SB02SC36001M | Canada | CAD | MOLD,CABLE,HORZ SPLICE SI | 62.6 | EA | 0
DT230020R | Canada | CAD | TYPE 2, 300V, 2 0 | 231.74 | EA | 0
PTF4L4L | Canada | CAD | MOLD,CABLE, HORZ THRU PAR | 659.46 | EA | 0
GRT14B1G | Canada | CAD | MOLD,CABLE TO GRD ROD, | 269.61 | EA | 0
534042RW02 | Canada | CAD | FLEXIBAR,ADV,10X50X1MM,RW | 535.59 | EA | 0
A109AS | Canada | CAD | CABLE,SAMPLE,12 IN LONG,4 | 18.88 | EA | 0
RBW65514A | Canada | CAD | SLEEVE,CADWELD,LOW SLIP # | 172.7 | EA | 0
A800A09F2 | Canada | CAD | CABLE,CU,BARE,2/0 CONC,19 | 30.64 | EA | 0
505625 | Canada | CAD | BUSBAR,SPECIAL,.394X.394X | 92.26 | EA | 0
LPC436LG | Canada | CAD | BASE,CU,BARE,CIRCUIT & | 355.25 | EA | 0
561780 | Canada | CAD | METAL SPACER M6 X 30 | 1.44 | EA | 0
GYR169A | Canada | CAD | MOLD,CABLE TO GRD ROD,VER | 376.08 | EA | 0
EL25A12 | Canada | CAD | COUPLER,LENTON,A12,#8 | 49.01 | EA | 0
681300 | Canada | CAD | ROD,GRD,SS304,1/2 FULL | 295.31 | EA | 0
PCC2G1T | Canada | CAD | MOLD,CABLE, HORZ TAP PARA | 276.78 | EA | 0
PB60GG3S22 | Canada | CAD | MOLD,CABLE TO GRD ROD,HOR | 423.66 | EA | 0
PTCY6Y5 | Canada | CAD | MOLD,CABLE,HORZ THRU PARA | 276.78 | EA | 0
534058GE05A | Canada | CAD | FLEXIBAR,ADV,10X100X1,GE | 1281.14 | EA | 0
PB10GT182Q1L | Canada | CAD | MOLD,CABLE TO GRD ROD,VER | 199.84 | EA | 0
GYE262G | Canada | CAD | MOLD,CABLE TO GRD ROD,VER | 775.14 | EA | 0
SBPAJ348 | Canada | CAD | BOND,PLUG,S8 3/16X48 LONG | 19.2 | EA | 0
556110 | Canada | CAD | POLY,SLEEVE,SPIRFLEX,25M, | 2.41 | MR | 0
613453PPL01 | Canada | CAD | ROD,GROUND ASSY,3/4,13MIL | 288.8 | EA | 0
SVR2V2Q | Canada | CAD | MOLD,CABLE,VERT SPLICE | 376.08 | EA | 0
RBM2669100H | Canada | CAD | FITTING,CADWELD,#14 END A | 257.35 | EA | 0
VSC2VV4 | Canada | CAD | MOLD,CABLE TO VERT STL,45 | 276.78 | EA | 0
534018RTH03 | Canada | CAD | FLEXIBAR,ADV,4X24X1,RTH | 173.8 | EA | 0
VVRY4 | Canada | CAD | MOLD,CABLE TO VERT STL,VE | 376.08 | EA | 0
CAFCA1L14 | Canada | CAD | MOLD,CABLE,TO HORZ C.I.PI | 168.64 | EA | 0
PB10SS3B3QC001 | Canada | CAD | MOLD,CABLE,HORZ SPLICE | 199.84 | EA | 0
534028MJP01 | Canada | CAD | FLEXIBAR,ADV,8X32X1MM,MJP | 296.22 | EA | 0
MS/CAPA | Canada | CAD | QUICK SALE | 2.04 | EA | 0
613440 | Canada | CAD | ROD,GRD,3/4X4,CU BONDED, | 40.7 | EA | 0
CAHBA1G10 | Canada | CAD | MOLD,CABLE TO HORZ CAST I | 168.64 | EA | 0
SBD12 | Canada | CAD | DIE,HAMMER,8 CONC | 169.94 | EA | 0
534010SE47 | Canada | CAD | FLEXIBAR,ADV,2X20X1,SE | 57.14 | EA | 0
LK9GV | Canada | CAD | COUPLER,LENTON INTERLOK, | 120.56 | EA | 0
SB01VS6V8C | Canada | CAD | MOLD,CABLE TO VERT STL,45 | 269.61 | EA | 0
561690 | Canada | CAD | METAL SPACER M5 X 30 | 1.38 | EA | 0
TDX200M120/240 | Canada | CAD | PROTECTOR,SURGE,TDX200M,2 | 2537.54 | EA | 0
EGBA14230EE | Canada | CAD | BAR,GRD BUS,1/4 X 2 X 30, | 296.4 | EA | 0
FM102SR | Canada | CAD | FRAME,WELDMENT,ASSY | 1209.57 | EA | 0
A931A006 | Canada | CAD | NAIL,ROOF,RING BARB SHANK | 0.85 | EA | 0
LAC9DDE | Canada | CAD | MOLD,CABLE TO BUS/LUG,HOR | 276.78 | EA | 0
534026SE01 | Canada | CAD | FLEXIBAR,ADV,5X32X1MM,SE, | 266.11 | EA | 0
PBWT203SLH | Canada | CAD | WELDER,ASSY,RAIL,500 RLAY | 522.25 | EA | 0
LC16S2D | Canada | CAD | SLEEVE,S2 SERIES,12/16MM, | 54.29 | EA | 0
PCC2L1D | Canada | CAD | MOLD,CABLE, HORZ TAP PARA | 276.78 | EA | 0
MBF01 | Canada | CAD | MOLD,BLANK,1.75X2X2.75 | 659.46 | EA | 0
PTC9G9E | Canada | CAD | MOLD,CABLE, HORZ THRU PAR | 276.78 | EA | 0
VBC2G001 | Canada | CAD | MOLD,CABLE TO VERT STL,VE | 276.78 | EA | 0
EGBA144120NN | Canada | CAD | BAR,GRD BUS,1/4 X 4 X 120 | 1774.5 | EA | 0
534053RW20 | Canada | CAD | FLEXIBAR,ADV,10X80X1,RW | 555.93 | EA | 0
557240ICP01 | Canada | CAD | BRAID,CU,TIN,16MM2,2LYR, | 19.19 | EA | 0
HDTAC1V3Q | Canada | CAD | MOLD,CABLE,HORZ TEE | 276.78 | EA | 0
GUYKIT7M/GRIP | Canada | CAD | RING,KIT,GUYING,7 MAX HGT | 1715.3 | EA | 0
534034GE35 | Canada | CAD | FLEXIBAR,ADV,6X40X1MM,GE, | 255.65 | EA | 0
CATAN2C1L | Canada | CAD | MOLD,CABLE,HORZ TEE | 339.33 | EA | 0
585224ADV | Canada | CAD | KIT,FLEXIBAR,ADV,EATON, | 3804.93 | EA | 0
RTB50N | Canada | CAD | RAIL TRANSIENT BARRIER, | 187.69 | EA | 0
EL25A2SSN | Canada | CAD | COUPLER,LENTON STANDARD,# | 143.15 | EA | 0
SBTBCU4C4.125B | Canada | CAD | BOND,BOOTLEG,3/16,SIG, | 6.5 | EA | 0
HDPTC3Q2GW | Canada | CAD | MOLD,CABLE,HORZ THRU PARA | 329.2 | EA | 0
TSMI0162GR | Canada | CAD | STRUT,PIPE,CLAMP 1-5/8IN | 18.53 | EA | 0
CAVSTY1 | Canada | CAD | MOLD,CABLE TO VERT STL,45 | 289.82 | EA | 0
CA15 | Canada | CAD | WELD METAL,CU,CATHODIC F3 | 6.45 | EA | 0
LPC559LP | Canada | CAD | CLAMP,CAST,BNDG,UNIVERSAL | 7.53 | EA | 0
EL12S13NMG | Canada | CAD | COUPLER,LENTON,S13,#4,GLO | 59.39 | EA | 0
534026AMX12 | Canada | CAD | FLEXIBAR,ADV,5X32X1,AMX | 158.94 | EA | 0
SBXLB965A1 | Canada | CAD | HOLDER,FILTER,2 OD | 180.45 | EA | 0
GBJGT162QR1M | Canada | CAD | MOLD,GRD ROD TO ROD/RECEP | 925.44 | EA | 0
HDGTC163AW | Canada | CAD | MOLD,CABLE TO GRD ROD,VER | 355.41 | EA | 0
534007CH26 | Canada | CAD | FLEXIBAR,ADV,4X15.5X0.8MM | 89.77 | EA | 0
LPS411 | Canada | CAD | POINT,SS,INDUSTRIAL STACK | 121.06 | EA | 0
PTC8C1T | Canada | CAD | MOLD,CABLE,HORZ THRU | 276.78 | EA | 0
RB45SB14075RHM | Canada | CAD | BASIN,POURING,#18 45 DEG | 712.14 | EA | 0
GTD183QHQ | Canada | CAD | MOLD,CABLE TO GRD ROD, | 586.79 | EA | 0
LPA103IN0060.0 | Canada | CAD | CABLE,AL,SMOOTH WEAVE, | 1005.17 | EA | 0
TAC2C1H | Canada | CAD | MOLD,CABLE,HORZ TEE | 276.78 | EA | 0
RHH552Q | Canada | CAD | MOLD,CABLE TO REBAR,HORZ | 484.97 | EA | 0
PBWD99 | Canada | CAD | DIE,HAMMER,RAIL PWR,240MM | 169.51 | EA | 0
549512 | Canada | CAD | SUPPORT,ALUMINUM | 24.34 | EA | 0
FJ1T18 | Canada | CAD | JUMPER,FLEXIBLE,2 RLAY | 63.62 | EA | 0
SBRT36000906 | Canada | CAD | TOOL,STRIP,3/16X4,6SOLX11 | 389.65 | EA | 0
ELFB20X003 | Canada | CAD | LENTON FORM SAVER BOLT, | 11.85 | EA | 0
VVF3DHQ | Canada | CAD | MOLD,CABLE TO VERT STL, | 659.46 | EA | 0
C105B | Canada | CAD | FIXTURE ASSY,CLAMP,WEB OF | 209.83 | EA | 0
PTC1TS1 | Canada | CAD | MOLD,CABLE,HORZ THRU PARA | 276.78 | EA | 0
A930W009 | Canada | CAD | ANCHOR,EXPANSION SHIELD,1 | 23.65 | EA | 0
SBAB18COCD5SS | Canada | CAD | CLIP,RAIL,ASSY | 14.29 | EA | 0
LPA103IN0100.0 | Canada | CAD | CABLE,AL,SMOOTH WEAVE, | 1704.33 | EA | 0
534519 | Canada | CAD | IBS ADV 120-1030-10 | 195.07 | EA | 0
EGBB14424CC | Canada | CAD | BAR,GRD BUS,1/4 X 4 X 24 | 361.4 | EA | 0
NDR162GW | Canada | CAD | MOLD,CABLE TO GRD ROD,HOR | 507.12 | EA | 0
TAD4L4L | Canada | CAD | MOLD,CABLE,HORZ TEE | 586.79 | EA | 0
B542A265T | Canada | CAD | BUSBAR,ASSY,CU,1/4X2X15, | 194.53 | EA | 0
B540C909TUTKIT | Canada | CAD | KIT,GROUNDING,UTILITY,FRM | 9429.73 | EA | 0
534026AMX04 | Canada | CAD | FLEXIBAR,ADV,5X32X1,AMX | 149.54 | EA | 0
505677 | Canada | CAD | BUSBAR,SPECIAL,C11000 CU | 34.62 | EA | 0
EGBA14412LB | Canada | CAD | BAR,GRD BUS,1/4 X 4 X 12 | 195 | EA | 0
SBG141 | Canada | CAD | ENGINE,GRINDER,6FT,FLEX | 5476.29 | EA | 0
SSCY32Q | Canada | CAD | MOLD,CABLE,HORZ SPLICE | 276.78 | EA | 0
PCC2C1H | Canada | CAD | MOLD,CABLE,HORZ TAP PARAL | 276.78 | EA | 0
FLXPABB0017 | Canada | CAD | FLEXIBAR,ADV,12X100X1,ABB | 1135.565 | EA | 0
534056RW44 | Canada | CAD | FLEXIBAR,ADV,6X100X1MM,RW | 713.43 | EA | 0
GTC16T5 | Canada | CAD | MOLD,CABLE TO GRD ROD,VER | 276.78 | EA | 0
EL25P14LSP01 | Canada | CAD | COUPLER,LENTON,SPECIAL, | 95.35 | EA | 0
551010 | Canada | CAD | BUSBAR SUPPORT UBS 4/5 TN | 300.63 | EA | 0
VSC2QW | Canada | CAD | MOLD,CABLE TO VERT STL,45 | 302.99 | EA | 0
ML6 | Canada | CAD | COUPLER,QUICK-WEDGE,#6 | 31.6 | EA | 0
EL32D6N | Canada | CAD | ANCHOR,LENTON TERMINATOR, | 18.35 | EA | 0
557001 | Canada | CAD | BRAID,CU,TINNED,FLAT,500 | 17.41 | EA | 0
PPC2G2Q | Canada | CAD | MOLD,CABLE,HORZ ELL | 276.78 | EA | 0
GYP14002M | Canada | CAD | MOLD,CABLE TO GRD ROD,VER | 205.88 | EA | 0
LPC435SH | Canada | CAD | BASE,CU,BARE,CIRCUIT ONLY | 273.27 | EA | 0
UGP719SBP5 | Canada | CAD | PLATE,CU,GROUND,1/16 X | 157.29 | EA | 0
LJCEG1H | Canada | CAD | MOLD,CABLE TO BUS/LUG,HOR | 276.78 | EA | 0
DEBIG5M | Canada | CAD | CABLE,GUYING,5MM DEBIGLAS | 11.3 | EA | 0
635880HA01UL | Canada | CAD | ROD,GRD,5/8X8,CU CLAD,10 | 30.49 | EA | 0
ERICORE168T | Canada | CAD | DOWNCONDUCTOR,LIGHTNING, | 29407.81 | EA | 0
VGCY2 | Canada | CAD | MOLD,CABLE TO VERT STL,HO | 276.78 | EA | 0
SSC1D | Canada | CAD | MOLD,CABLE,HORZ SPLICE | 276.78 | EA | 0
PTC3Q2GW | Canada | CAD | MOLD,CABLE,HORZ THRU PARA | 329.2 | EA | 0
554352 | Canada | CAD | BRAID,EARTH,SS,50MM2,CPI | 45.51 | EA | 0
SSC2W | Canada | CAD | MOLD,CABLE,HORZ SPLICE | 276.78 | EA | 0
CASST1H | Canada | CAD | MOLD,CABLE,HORZ SPLICE | 269.61 | EA | 0
GYR16W3 | Canada | CAD | MOLD,CABLE TO GRD ROD,VER | 376.08 | EA | 0
GJC162GW | Canada | CAD | MOLD,CABLE TO GRD ROD,HOR | 355.41 | EA | 0
633470 | Canada | CAD | ROD,GRD,3/4X7,SEC,CU BOND | 74.74 | EA | 0
SSCY82Q | Canada | CAD | MOLD,CABLE,HORZ SPLICE | 276.78 | EA | 0
LPLC451 | Canada | CAD | LUG,TERMINAL BONDING,EYE | 165.18 | EA | 0
556900 | Canada | CAD | BRAID,PREFAB,150X6MM/SQ, | 3.46 | EA | 0
TAC1V1G | Canada | CAD | MOLD,CABLE,HORZ TEE | 276.78 | EA | 0
534023ABBI02 | Canada | CAD | FLEXIBAR,ADV,2X32X1,ABBI | 50.78 | EA | 0
XLDFFEHRH | Canada | CAD | MOLD,BUS TO VERT STL,HORZ | 1430.42 | EA | 0
EGBA14384CCT | Canada | CAD | BUSBAR,GRD,CU,1/4X3X84,CC | 1248 | EA | 0
T328D | Canada | CAD | DISK,KIT,STEEL DISKS,3/4 | 27.74 | EA | 0
EGBA14428NN | Canada | CAD | BAR ASSY,GRD BUS,1/4X4X28 | 423.8 | EA | 0
SBA118131 | Canada | CAD | CLIP,CONCRETE TIE,A=7.38, | 36.44 | EA | 0
PB250 | Canada | CAD | WELD METAL,CADWELD RAIL P | 30.47 | EA | 0
HDPTC3Q2QW | Canada | CAD | MOLD,CABLE, HORZ THRU PAR | 329.2 | EA | 0
LU25MT12D | Canada | CAD | LENTON ULTIMATE,MALE, | 21.21 | EA | 0
ML210 | Canada | CAD | PUMP,HYDRAULIC,REGULAR DU | 5905.06 | EA | 0
GTC14T4 | Canada | CAD | MOLD,CABLE TO GRD ROD,VER | 276.78 | EA | 0
LPC122 | Canada | CAD | CABLE,CU,SMOOTH WEAVE,32 | 7.19 | EA | 0
A235E2Q5LH | Canada | CAD | CLAMP,ASSY,FENCE POST & G | 336.06 | EA | 0
LC25B12ESD | Canada | CAD | SLEEVE,B12 SERIES,EPOXY | 283.36 | EA | 0
HDPGC1G1G | Canada | CAD | MOLD,CABLE, HORZ THRU PAR | 276.78 | EA | 0
TAC2L3Q | Canada | CAD | MOLD,CABLE,HORZ TEE | 276.78 | EA | 0
LK508 | Canada | CAD | CAP,INTERLOK PLASTIC,#8 | 0.41 | EA | 0
NCR332Q1T | Canada | CAD | MOLD,CABLE TO GRD ROD,HOR | 376.08 | EA | 0
615883972 | Canada | CAD | ROD,GRD,5/8X8,CU BONDED | 164.14 | EA | 0
RBS43836 | Canada | CAD | HANDLE,COVER,CRUCIBLE 6 & | 144.19 | EA | 0
PB10SS2V | Canada | CAD | MOLD,CABLE,HORZ SPLICE | 199.84 | EA | 0
LU32PT15D | Canada | CAD | LENTON ULTIMATE,POSITION, | 65 | EA | 0
PTC2Q1E | Canada | CAD | MOLD,CABLE, HORZ THRU PAR | 276.78 | EA | 0
HAAY2M | Canada | CAD | MOLD,CABLE TO HORZ STL,HO | 119.87 | EA | 0
PB13ST1BRH | Canada | CAD | MOLD,CABLE TO RAIL,HORZ T | 271.52 | EA | 0
611380GAL01 | Canada | CAD | ROD,GRD,1/2X8,CU BONDED | 45.45 | EA | 0
B365P1 | Canada | CAD | GUARD,PULLEY,RAIL GRINDER | 32.6 | EA | 0
LPA37112 | Canada | CAD | MOUNT,PIPE,HORIZONTAL CAS | 51.66 | EA | 0
T328 | Canada | CAD | DISK,TIN,SEAMLESS CONTAIN | 7.28 | EA | 0
RHC542G | Canada | CAD | MOLD,CABLE TO REBAR,HORZ | 276.78 | EA | 0
TACSGSG | Canada | CAD | MOLD,CABLE,HORZ TEE | 276.78 | EA | 0
ENKEMEMM | Canada | CAD | MOLD,BUS BAR,HORZ ELL | 1015.53 | EA | 0
GTC159A | Canada | CAD | MOLD,CABLE TO GRD ROD,VER | 276.78 | EA | 0
TAC1K2Q | Canada | CAD | MOLD,CABLE,HORZ TEE | 276.78 | EA | 0
VTC2QV21C | Canada | CAD | MOLD,CABLE TO VERT STL,VE | 276.78 | EA | 0
EGBA14112NN | Canada | CAD | BAR ASSY,GRD BUS,1/4X1X12 | 101.4 | EA | 0
SBGR1181G | Canada | CAD | ONE-SHOT,CABLE TO GRD ROD | 22.18 | EA | 0
VBC2CV2 | Canada | CAD | MOLD,CABLE TO VERT STL,VE | 276.78 | EA | 0
555194 | Canada | CAD | BRAID,CU,TINNED,CUSTOM, | 125.31 | EA | 0
HDPTD3Q2QW | Canada | CAD | MOLD,CABLE,HORZ THRU PARA | 639.21 | EA | 0
LAC2QEG | Canada | CAD | MOLD,CABLE TO BUS/LUG,HOR | 276.78 | EA | 0
285102 | Canada | CAD | KIT,FLEXIBAR,ADV,EATON | 298.08 | EA | 0
534026PDI39 | Canada | CAD | FLEXIBAR,ADV,5X32X1MM,PDI | 130.01 | EA | 0
RBW332 | Canada | CAD | FRAME,HORZ,SIDE FILL | 575.8 | EA | 0
LPC207ST | Canada | CAD | POINT,CU,BLUNT,3/8IN X | 363.26 | EA | 0
RBWS2223E | Canada | CAD | BASIN,POURING,#10 30 DEGR | 643.83 | EA | 0
LPC247MBST | Canada | CAD | POINT,CU,BLUNT BARE,16MM | 130.08 | EA | 0
GPR182C | Canada | CAD | MOLD,CABLE TO GRD ROD,VER | 376.08 | EA | 0
SPDM100240D | Canada | CAD | PQI, TDX100M240D | 3590.86 | EA | 0
EGBF12424CB | Canada | CAD | BUSBAR,GRD,CU,1/2X4X24,CB | 694.2 | EA | 0
TAD4L4Y | Canada | CAD | MOLD,CABLE,HORZ TEE | 586.79 | EA | 0
SBC105S | Canada | CAD | CLAMP,RAIL HEAD QUICK GRI | 475.05 | EA | 0
RJC52Y4 | Canada | CAD | MOLD,CABLE TO REBAR,VERT | 276.78 | EA | 0
TAC2P9G | Canada | CAD | MOLD,CABLE,HORZ TEE | 276.78 | EA | 0
XB4Y7Y7 | Canada | CAD | MOLD,CABLE,HORZ X LAPPED | 990.2 | EA | 0
ERICORE040U | Canada | CAD | DOWNCONDUCTOR,LIGHTNING, | 6821.85 | EA | 0
RBWS1500E | Canada | CAD | BASIN,POURING,#10 STANDAR | 440.8 | EA | 0
GKR311H | Canada | CAD | MOLD,CABLE TO GRD ROD,VER | 376.08 | EA | 0
TAC3D2G | Canada | CAD | MOLD,CABLE, HORZ TEE | 276.78 | EA | 0
HSCT3 | Canada | CAD | MOLD,CABLE TO HORZ STL,HO | 276.78 | EA | 0
TDX100C120/240 | Canada | CAD | PROTECTOR,SURGE,TDX100C,2 | 933.21 | EA | 0
GTD184L | Canada | CAD | MOLD,CABLE TO GRD ROD,VER | 586.79 | EA | 0
613480LP | Canada | CAD | GR ROD, PTD, CU-BOND, NOM | 80.44 | EA | 0
CNC16CAJ | Canada | CAD | MOLD,BUS TO GRD ROD,VERT | 276.78 | EA | 0
GT1162G | Canada | CAD | ONE-SHOT, CABLE TO GRD RO | 33.77 | EA | 0
PB71DS3SJHM | Canada | CAD | MOLD,CABLE TO UC LUG,HORZ | 423.66 | EA | 0
FLXPLAM0053 | Canada | CAD | FLEXIBAR,ADV,5X24X1MM,LAM | 359.593 | EA | 0
HDPTC2L2LW | Canada | CAD | MOLD,CABLE,HORZ THRU | 329.2 | EA | 0
XLSSC1T | Canada | CAD | MOLD,CABLE,HORZ SPLICE | 328.55 | EA | 0
ELOIL | Canada | CAD | OIL,LENTON CUTTING,5 GALL | 329.93 | EA | 0
SBNX1181VPLUS | Canada | CAD | ONE SHOT,#3 STR THRU #1 | 35.84 | EA | 0
INTCPTADBUTTSII | Canada | CAD | MAST BUTT ADAPTER FOR SIX | 172.99 | EA | 0
568700 | Canada | CAD | CONNECTOR,FLEXIBAR,100MM | 15.22 | EA | 0
PBXL9503A | Canada | CAD | WELD METAL,EXOLON,F80,SPE | 122.19 | EA | 0
RDH582G | Canada | CAD | MOLD,CABLE TO REBAR,HORZ | 484.97 | EA | 0
SSC8G | Canada | CAD | MOLD,CABLE,HORZ SPLICE | 276.78 | EA | 0
RBT7101HSA | Canada | CAD | SLEEVE,CADWELD,#7 T-SER H | 97.21 | EA | 0
SBXSB3312 | Canada | CAD | BOND,BOOTLEG,3/16 & 3/4 X | 11.1 | EA | 0
TAC1TS1 | Canada | CAD | MOLD,CABLE,HORZ TE | 276.78 | EA | 0
LL28B1 | Canada | CAD | COUPLER,BOLTED,28MM #9 | 118.39 | EA | 0
LPC790 | Canada | CAD | CLAMP,CU,GROUND ROD,CABLE | 29.87 | EA | 0
CAVRT1L35ARH | Canada | CAD | MOLD,CABLE,TO VERT CAST I | 269.61 | EA | 0
B13716RH15 | Canada | CAD | DRIVE,ROD,SLEEVE,5/8 CU | 370.49 | EA | 0
534045APG01 | Canada | CAD | FLEXIBAR,ADV,5X63X1MM,APG | 1021.41 | EA | 0
LJCPALY9 | Canada | CAD | MOLD,CABLE TO BUS/LUG,HOR | 276.78 | EA | 0
LPLC49234 | Canada | CAD | HOLDER,LEAD,COVERED,LAY- | 129.01 | EA | 0
HSC002 | Canada | CAD | MOLD,CABLE TO HORZ STL,HO | 276.78 | EA | 0
HCA1V1 | Canada | CAD | MOLD,CABLE TO HORZ STL,HO | 168.64 | EA | 0
LQJGH4L | Canada | CAD | MOLD,CABLE TO BUS/LUG, | 1147.17 | EA | 0
GTC182V | Canada | CAD | MOLD,CABLE TO GRD ROD,VER | 276.78 | EA | 0
558000 | Canada | CAD | RAIL,DIN,2M LG,ASYMMETRIC | 9.96 | EA | 0
SBNT1161GPLUS | Canada | CAD | ONE SHOT,#8 STR THRU #6 | 32.57 | EA | 0
LAC2QGK | Canada | CAD | MOLD,CABLE TO BUS/LUG,HOR | 276.78 | EA | 0
BBCPAJ | Canada | CAD | MOLD,BUS BAR,HORZ SPLICE | 276.78 | EA | 0
EL20P9J | Canada | CAD | COUPLER,LENTON POSITION,W | 130.75 | EA | 0
SBXSJ3330 | Canada | CAD | BOND,JUMPER,3/16 & 3/4 XS | 16.86 | EA | 0
TAC9F2Q | Canada | CAD | MOLD,CABLE,HORZ TEE | 276.78 | EA | 0
VSC2QV2 | Canada | CAD | MOLD,CABLE TO VERT STL,45 | 276.78 | EA | 0
SSCV9 | Canada | CAD | MOLD,CABLE,HORZ SPLICE | 276.78 | EA | 0
VTCSF1.25 | Canada | CAD | MOLD,CABLE TO VERT STL,HO | 276.78 | EA | 0
XBV4L2Q | Canada | CAD | MOLD,CABLE,HORZ X LAPPED | 1215.58 | EA | 0
NCR162G | Canada | CAD | MOLD,CABLE TO GRD ROD,HOR | 376.08 | EA | 0
RBT9101H | Canada | CAD | SPLICE,KIT,#9 CADWELD T-S | 218.98 | EA | 0
PCC1L1H | Canada | CAD | MOLD,CABLE,HORZ TAP PARAL | 276.78 | EA | 0
HTC9D1.25 | Canada | CAD | MOLD,CABLE TO HORZ STL,HO | 276.78 | EA | 0
534034ARZ24 | Canada | CAD | FLEXIBAR,ADV,6X40X1MM,ARZ | 565.2 | EA | 0
CBSC14 | Canada | CAD | CU-BONDED STL COND,100M, | 1368.15 | EA | 0
LPC467X1 | Canada | CAD | CONNECTION,CU,EMBEDDED | 302.19 | EA | 0
716656 | Canada | CAD | LUG,CABLE,CU,RKS70/12 | 15.37 | EA | 0
T314A | Canada | CAD | BRUSH,REPLACEMENT | 29.93 | EA | 0
PB13NC182S1V | Canada | CAD | MOLD,CABLE TO GRD ROD,HOR | 271.52 | EA | 0
TACY6Y1 | Canada | CAD | MOLD,CABLE,HORIZ TEE | 276.78 | EA | 0
564700 | Canada | CAD | BRAID,PREFAB,450X100X12MM | 1078.91 | EA | 0
LPC680 | Canada | CAD | RECEPTACLE,CU,AIRCRAFT | 359.88 | EA | 0
534058TMS08 | Canada | CAD | FLEXIBAR,ADV,10X100X1,TMS | 854.26 | EA | 0
VVC1K | Canada | CAD | MOLD,CABLE TO VERT STL,VE | 276.78 | EA | 0
PBWT20Y9 | Canada | CAD | WELDER,PAIR,240MM2 CONC | 1084.17 | EA | 0
TAC3Q1H | Canada | CAD | MOLD,CABLE,HORZ TEE | 276.78 | EA | 0
PQC160-120V | Canada | CAD | SES160B120V | 1562.07 | EA | 0
557260IR08 | Canada | CAD | BRAID,CU,TINNED,25MM2,M10 | 42.16 | EA | 0
LPCC684 | Canada | CAD | ROD,CU,CLAD,EXT. 3/4IN | 37.44 | EA | 0
SBGR1182C | Canada | CAD | ONE-SHOT,CABLE TO GRD ROD | 29.99 | EA | 0
PB71LS3S001 | Canada | CAD | MOLD,CABLE TO BUS/LUG,HOR | 671.18 | EA | 0
T375A | Canada | CAD | CLAMP,WIRE,1/8X1 1/4X2 1/ | 2.59 | EA | 0
534048RW27 | Canada | CAD | FLEXIBAR,ADV,10X63X1MM,RW | 380.38 | EA | 0
T343 | Canada | CAD | TOOL,KIT | 531.73 | EA | 0
LPC242BST | Canada | CAD | POINT,CU,BLUNT BARE,5/8IN | 50.51 | EA | 0
VBC1TV1.50 | Canada | CAD | MOLD,CABLE TO VERT STL,VE | 276.78 | EA | 0
VVR2QV2 | Canada | CAD | MOLD,CABLE TO VERT STL,VE | 376.08 | EA | 0
EPD2170M | Canada | CAD | MODULE ASSY, SURGE, EPD | 92.82 | EA | 0
PGCY5Y2 | Canada | CAD | MOLD,CABLE,HORZ THRU PARA | 276.78 | EA | 0
SBNX1161LPLUS | Canada | CAD | ONE SHOT,#3 SOL THRU #6 | 23.78 | EA | 0
SBTBT7G | Canada | CAD | WELDER,BOND,3/16 & 1 TAB, | 513.72 | EA | 0
ELFB16X040 | Canada | CAD | LENTON FORM SAVER BOLT, | 8.88 | EA | 0
635850GAL01 | Canada | CAD | ROD,GRD,5/8X5,SEC,CU BOND | 36.5 | EA | 0
HAH9D350C | Canada | CAD | MOLD,CABLE TO HORZ STL,HO | 484.97 | EA | 0
SPDS200480D | Canada | CAD | PQI, TDX200S480D | 6105.79 | EA | 0
HDPTD4L2Q | Canada | CAD | MOLD,CABLE,HORZ THRU | 586.79 | EA | 0
GPECEHX4 | Canada | CAD | ELECTRODE,GRD PLATE,1/16X | 663.69 | EA | 0
TAC2G2CW | Canada | CAD | MOLD,CABLE,HORZ TEE | 355.41 | EA | 0
B102GGOL | Canada | CAD | LUG,CU,3/8 X 1-1/2 W/2-9/ | 99.66 | EA | 0
52020 | Canada | CAD | HANGER,SUSPENSION,LIGHTOL | 25.04 | EA | 0
LK410 | Canada | CAD | TUBE,INTERLOK,FLOW GUIDE | 12.46 | EA | 0
ELHT917B | Canada | CAD | CUTTER SET,ROUGH CUTTER,H | 161.31 | EA | 0
550440 | Canada | CAD | BUSBAR,PUNCH,1.75 M | 1040.73 | EA | 0
TACY8Y7 | Canada | CAD | MOLD,CABLE,HORZ TEE | 276.78 | EA | 0
LPCAR1015 | Canada | CAD | TERMINAL,AIR,1000MM,5/8 D | 190.91 | EA | 0
RCE612G | Canada | CAD | MOLD,CABLE TO REBAR,VERT | 775.14 | EA | 0
EL1210A2 | Canada | CAD | COUPLER,LENTON,A2,TRANSIT | 38.55 | EA | 0
B117A | Canada | CAD | DISK,STEEL,3/4 DIA | 0.17 | EA | 0
534013EA03 | Canada | CAD | FLEXIBAR,ADV,5X20X1,EA | 193.95 | EA | 0
FLXPABB0037 | Canada | CAD | FLEXIBAR,ADV,6X100X1,ABB, | 611.208 | EA | 0
615850KIT01 | Canada | CAD | GROUND ROD KIT, 615850 | 75.6 | EA | 0
545816 | Canada | CAD | DIE,TOOL,14MM | 194.48 | EA | 0
FJ2G24SK | Canada | CAD | JUMPER,SWAGED,2/0 CONC 24 | 102.65 | EA | 0
HDPTD9H9H | Canada | CAD | MOLD,CABLE, HORZ THRU PAR | 586.79 | EA | 0
HAA1Y | Canada | CAD | MOLD,CABLE TO HORZ STL,HO | 168.64 | EA | 0
560810 | Canada | CAD | CAP CAPN6 | 0.66 | EA | 0
HSC4L | Canada | CAD | MOLD,CABLE TO HORZ STL,HO | 276.78 | EA | 0
VSC2GV3 | Canada | CAD | MOLD,CABLE TO VERT STL,45 | 276.78 | EA | 0
505615 | Canada | CAD | BUSBAR,SPECIAL,3/16X1X96, | 222.57 | EA | 0
750PLUSF20BLK | Canada | CAD | CADWELD PLUS, 750 F20 BLK | 158.77 | EA | 0
MBFRP4.6M | Canada | CAD | BASE,SUPPORT MAST,4.6M FR | 504.83 | EA | 0
RPSCW5STPLX | Canada | CAD | CROSSOVER,5 RUN LADDER X2 | 15271.67 | EA | 0
TAC2V9FW | Canada | CAD | MOLD,CABLE,HORZ TEE,WEAR | 355.41 | EA | 0
534058SER02 | Canada | CAD | FLEXIBAR,ADV,10X100X1,SER | 2107.09 | EA | 0
PQD1202083PA | Canada | CAD | TDS350TNC150A | 750.07 | EA | 0
LLCEK2V | Canada | CAD | MOLD,CABLE TO BUS/LUG,VER | 276.78 | EA | 0
TGBA14L06PT | Canada | CAD | BAR ASSY,GRD BUS,1/4X2X13 | 187.2 | EA | 0
DS12S | Canada | CAD | STUD,DRIVE,THD,FULL SIZE | 9.28 | EA | 0
XBMY5Y5M | Canada | CAD | MOLD,CABLE,HORZ X LAPPED | 844.84 | EA | 0
B542C288 | Canada | CAD | BUSBAR,GRD,CU,1/4X2X13,GE | 54.35 | EA | 0
CAVSP2C | Canada | CAD | MOLD,CABLE TO VERT STL,45 | 304.14 | EA | 0
GYJ169J | Canada | CAD | MOLD,CABLE TO GRD ROD,VER | 1147.17 | EA | 0
LPC816 | Canada | CAD | CLIP,CU,CAST,FOR 1/2IN | 2.74 | EA | 0
EL36SAES | Canada | CAD | COUPLER,LENTON,SA,#11,EPO | 97.4 | EA | 0
HAH2Q350C | Canada | CAD | MOLD,CABLE TO HORZ STL,HO | 484.97 | EA | 0
RCE542G | Canada | CAD | MOLD,CABLE TO REBAR,VERT | 775.14 | EA | 0
PB10LA2GEF | Canada | CAD | MOLD,CABLE TO BUS/LUG,HOR | 199.84 | EA | 0
SVRY8W3 | Canada | CAD | MOLD,CABLE,VERT SPLICE | 376.08 | EA | 0
CAHBA1K12 | Canada | CAD | MOLD,CABLE TO HORZ CAST I | 168.64 | EA | 0
SSR3Q003 | Canada | CAD | MOLD,CABLE,HORZ SPLICE | 376.08 | EA | 0
LACY5EAJ | Canada | CAD | MOLD,CABLE TO BUS/LUG,HOR | 276.78 | EA | 0
559156 | Canada | CAD | PUNCH,TOOL,MFPT PUNCH DIE | 171.65 | EA | 0
EL32D6SS | Canada | CAD | ANCHOR,LENTON TERMINATOR | 203.23 | EA | 0
B3361 | Canada | CAD | HANDLE,GRINDER,STL,1 IN | 36.02 | EA | 0
EL22A12 | Canada | CAD | COUPLER,LENTON,A12,#7 | 28.84 | EA | 0
534028LAM09 | Canada | CAD | FLEXIBAR,ADV,8X32X1MM,LAM | 475.41 | EA | 0
LU36TDR14D | Canada | CAD | LENTON ULTIMATE,ANCHOR, | 96.35 | EA | 0
LPC27858 | Canada | CAD | BALL,CU,SAFETY,5/8IN | 47.84 | EA | 0
FLXPLAM0010 | Canada | CAD | FLEXIBAR,ADV,2X15.5X0.8MM | 583.22 | EA | 0
505614 | Canada | CAD | BUSBAR,SPECIAL,3/8 X 3-1/ | 417.24 | EA | 0
LK10PKG | Canada | CAD | COUPLER,LENTON INTERLOK, | 115.2 | EA | 0
LJCEG1Y | Canada | CAD | MOLD,CABLE TO BUS/LUG,HOR | 167.9 | EA | 0
LAC14EG | Canada | CAD | MOLD,CABLE TO BUS/LUG,HOR | 276.78 | EA | 0
TAC9D2G | Canada | CAD | MOLD,CABLE,HORIZ TEE | 276.78 | EA | 0
RTH592Q | Canada | CAD | MOLD,CABLE TO REBAR,HORZ | 484.97 | EA | 0
568716 | Canada | CAD | EARTHBAR EBD8AL | 2.48 | EA | 0
415820 | Canada | CAD | ROD,GRD,5/8X2.0M,CU CLAD, | 36.95 | EA | 0
LPC510 | Canada | CAD | SPLICE,CU,CAST,CABLE, | 53.3 | EA | 0
VVC1TV3C | Canada | CAD | MOLD,CABLE TO VERT STL,VE | 276.78 | EA | 0
534024L3MP | Canada | CAD | FLEXIBAR,BUSBAR,MTO, | 153.86 | EA | 0
ADCOMP42 | Canada | CAD | DYNASPHERE,TERMINAL,MUSLI | 348.91 | EA | 0
SBTBJ3336B | Canada | CAD | BOND,JUMPER,3/16 & 3/4 TA | 13.03 | EA | 0
B548A45 | Canada | CAD | MOUNTING,KIT,HARDWARE,3/8 | 15.07 | EA | 0
LPC309L38 | Canada | CAD | BASE,CU,POINT,3/8 THRD | 70.32 | EA | 0
RBC2G2Q | Canada | CAD | MOLD,GRD ROD TO RECEPTACL | 276.78 | EA | 0
EGBA14414NN | Canada | CAD | BAR,ASSY,GRD BUS,1/4 X 4 | 223.6 | EA | 0
A927P024 | Canada | CAD | SCREW,SHEET METAL,#10 X 1 | 0.96 | EA | 0
B102F001 | Canada | CAD | LUG,CU,1/2 X 2 W/2-HLS | 146.67 | EA | 0
551300 | Canada | CAD | SUPPORT,BLOCK,DIST,INSUL, | 13.57 | EA | 0
ECRV101V4D | Canada | CAD | GROUND ROD,ASSY,KIT,10FT | 1443.91 | EA | 0
CATAP008 | Canada | CAD | MOLD,CABLE,HORZ TEE | 304.14 | EA | 0
EL12D6GV | Canada | CAD | ANCHOR,LENTON TERMINATOR, | 82.11 | EA | 0
RBT7101H | Canada | CAD | SPLICE,KIT,#7 CADWELD T-S | 202.13 | EA | 0
ZCCSS13 | Canada | CAD | MOLD,CABLE,NO BUILD-UP | 276.78 | EA | 0
557440 | Canada | CAD | BRAID,ROUND,CU,25MMSQ,8MM | 17.16 | MR | 0
HDVSC2G | Canada | CAD | MOLD,CABLE TO VERT STL,45 | 276.78 | EA | 0
PQS300120/208 | Canada | CAD | PROTECTOR,SURGE,PQS300,12 | 3290.52 | EA | 0
595360 | Canada | CAD | RAILCLIP EM58SN39SH | 12.06 | EA | 0
534029ABB04 | Canada | CAD | FLEXIBAR,ADV,10X32X1,ABB, | 40.86 | EA | 0
VVC1Y | Canada | CAD | MOLD,CABLE TO VERT STL,HO | 276.78 | EA | 0
534026PDI46 | Canada | CAD | FLEXIBAR,ADV,5X32X1MM,PDI | 130.34 | EA | 0
EGBF14424LL | Canada | CAD | BUSBAR,CU,ASSY,1/4X4X24, | 475.8 | EA | 0
RBW3997 | Canada | CAD | ADAPTER,SPEED SLEEVE,#7 | 4.49 | EA | 0
B101CEOL | Canada | CAD | LUG,CU,1/8 X 1 W/1-7/16 H | 12.18 | EA | 0
B1331H | Canada | CAD | SLEEVE,CU,.106 ID X .156 | 1.87 | EA | 0
EL36A2ES | Canada | CAD | COUPLER,LENTON STANDARD,# | 94.81 | EA | 0
ELHT903B22 | Canada | CAD | ROD,CONTROL,22MM, | 224.05 | EA | 0
XB39F9F | Canada | CAD | MOLD,CABLE,HORZ X LAPPED | 606.83 | EA | 0
RRH552G | Canada | CAD | MOLD,CABLE TO REBAR,HORZ | 484.97 | EA | 0
PTC2Q9HW | Canada | CAD | MOLD,CABLE,HORZ THRU PARA | 329.2 | EA | 0
GRC16SG | Canada | CAD | MOLD,CABLE TO GRD ROD,VER | 276.78 | EA | 0
TDX100277/480M | Canada | CAD | PROTECTOR,SURGE,TDX,277/4 | 2915.63 | EA | 0
LK502 | Canada | CAD | CAP,INTERLOK PLASTIC,OUTL | 0.34 | EA | 0
VSC1TV5C | Canada | CAD | MOLD,CABLE TO VERT STL,45 | 276.78 | EA | 0
XBQ2V2V | Canada | CAD | MOLD,CABLE,HORZ X LAPPED, | 528.45 | EA | 0
GYE332L | Canada | CAD | MOLD,CABLE TO GRD ROD,VER | 775.14 | EA | 0
508115 | Canada | CAD | COPPER,BUSBAR, | 218.31 | EA | 0
XBQY5Y3 | Canada | CAD | MOLD,CABLE,HORZ X LAPPED | 528.45 | EA | 0
XLLSK2QGH | Canada | CAD | MOLD,CABLE TO BUS/LUG,HOR | 1978.83 | EA | 0
TAC2N2N | Canada | CAD | MOLD,CABLE,HORZ TEE | 276.78 | EA | 0
PTCY1Y1 | Canada | CAD | MOLD,CABLE,HORZ THRU | 276.78 | EA | 0
PBC1S6A13CWP | Canada | CAD | BONDKIT,RAIL,14.5MM COMP | 73.66 | EA | 0
HDTAC2V1V | Canada | CAD | MOLD,CABLE,HORZ TEE | 276.78 | EA | 0
GPECEEK0361T024 | Canada | CAD | ELECTRODE,GRD PLATE,1/4 X | 2103.52 | EA | 0
PCC1T1V | Canada | CAD | MOLD,CABLE, HORZ TAP PARA | 276.78 | EA | 0
HDGYE162Q | Canada | CAD | MOLD,CABLE TO GRD ROD,VER | 775.14 | EA | 0
285109 | Canada | CAD | KIT,FLEXIBAR,ADV,EATON | 563.25 | EA | 0
PHR2Q2G | Canada | CAD | MOLD,CABLE,VERT THRU PARA | 376.08 | EA | 0
PBWY2 | Canada | CAD | MOLD,PAIR,CABLE HORZ TO | 312.57 | EA | 0
534018ABB11 | Canada | CAD | FLEXIBAR,ADV,4X24X1MM,ABB | 153.1 | EA | 0
PGT1G1L | Canada | CAD | MOLD,CABLE, HORZ THRU PAR | 269.61 | EA | 0
XBQ9F9F | Canada | CAD | MOLD,CABLE,HORZ X LAPPED, | 528.45 | EA | 0
PB115 | Canada | CAD | WELD METAL,CADWELD RAIL P | 15.59 | EA | 0
LPC509 | Canada | CAD | CLIP ASSY,SECONDARY CABLE | 17.81 | EA | 0
EGBA14636BB | Canada | CAD | BAR,ASSY,GRD BUS,1/4 X 6 | 748.8 | EA | 0
GR1141VPLUS | Canada | CAD | ONE-SHOT,CABLE TO GRD ROD | 24.47 | EA | 0
SSC2L2C | Canada | CAD | MOLD,CABLE,HORZ SPLICE | 276.78 | EA | 0
VSC9DV3C | Canada | CAD | MOLD,CABLE TO VERT STL,45 | 276.78 | EA | 0
562132 | Canada | CAD | IBSB ADV 25-263-6 | 5.69 | EA | 0
TAC3Q9H | Canada | CAD | MOLD,CABLE,HORZ TEE | 276.78 | EA | 0
LJCAG1H | Canada | CAD | MOLD,CABLE TO BUS/LUG,HOR | 276.78 | EA | 0
PTC9F9D | Canada | CAD | MOLD,CABLE, HORZ THRU PAR | 276.78 | EA | 0
GYE182GW | Canada | CAD | MOLD,CABLE TO GRD ROD,VER | 853.76 | EA | 0
TAC3Q1T | Canada | CAD | MOLD,CABLE,HORZ TEE | 276.78 | EA | 0
6158660 | Canada | CAD | EARTH ROD,CU BOND,POINTED | 44.49 | EA | 0
534058TMS07 | Canada | CAD | FLEXIBAR,ADV,10X100X1,TMS | 1020.18 | EA | 0
FLXPLAM0111 | Canada | CAD | FLEXIBAR,ADV,0.5X15.5X0.8 | 507.07 | EA | 0
EGBA38448BB | Canada | CAD | BAR,GRD BUS,3/8 X 4 X 48 | 783.9 | EA | 0
TAC2Q1V | Canada | CAD | MOLD,CABLE,HORZ TEE | 276.78 | EA | 0
B160HS | Canada | CAD | HANDLE CLAMP,HORIZ PIPE, | 408.49 | EA | 0
TACT3 | Canada | CAD | MOLD,CABLE,HORZ TEE | 276.78 | EA | 0
TAC2Q9J | Canada | CAD | MOLD,CABLE,HORZ TEE | 276.78 | EA | 0
613480TPC | Canada | CAD | ROD,GRD,3/4X8,CU BONDED, | 87.61 | EA | 0
PB80ME3KJHX | Canada | CAD | FRAME ASSEMBLY RAIL | 345.31 | EA | 0
HTC2Q18 | Canada | CAD | MOLD,CABLE TO HORZ STL,HO | 276.78 | EA | 0
LPC228B | Canada | CAD | POINT,CU,BARE,1/2IN X | 127.09 | EA | 0
EGBA14208BF | Canada | CAD | BUSBAR,GRD,CU,1/4X2X8,BF, | 96.2 | EA | 0
B542A265TS1 | Canada | CAD | BUSBAR,ASSY,CU,1/4X2X15, | 224.71 | EA | 0
EPGA144120 | Canada | CAD | PERIMETER,GRD,ASSY,STRAIG | 1250.48 | EA | 0
B540C881T | Canada | CAD | BUSBAR,GRD,CU,3/8X6X31.5, | 481.87 | EA | 0
503700 | Canada | CAD | BRAID,CU,TINNED,100 M LG, | 6.05 | MR | 0
RBW6557HA | Canada | CAD | SLEEVE,CADWELD,LOW SLIP # | 94.83 | EA | 0
LPC540 | Canada | CAD | PLATE,CU,CAST,FLAT METCU, | 31.06 | EA | 0
HAA1H4 | Canada | CAD | MOLD,CABLE TO HORZ STL,HO | 168.64 | EA | 0
GTC189G | Canada | CAD | MOLD,CABLE TO GRD ROD,VER | 276.78 | EA | 0
GTC372G | Canada | CAD | MOLD,CABLE TO GRD ROD, | 276.78 | EA | 0
EGBA14420DG1TE | Canada | CAD | BUSBAR,GRD,CU,1/4X4X20,DG | 387.4 | EA | 0
558129ADV | Canada | CAD | IBSB ADV 100-1372-8 | 106.25 | EA | 0
LPC901PB | Canada | CAD | BRACKET,CU,POINT,1/8X3X12 | 45.36 | EA | 0
ELT110F | Canada | CAD | WRENCH,INSP,#3-18,10-57MM | 1471.13 | EA | 0
534042EPI01 | Canada | CAD | FLEXIBAR,ADV,10X50X1,EPI, | 393.32 | EA | 0
HSC9D | Canada | CAD | MOLD,CABLE TO HORZ STL,HO | 276.78 | EA | 0
GLCEG2Q | Canada | CAD | MOLD,CABLE TO LUG,HORZ SP | 276.78 | EA | 0
556730 | Canada | CAD | BRAID,PREFAB,150X23X2MM, | 7.72 | EA | 0
GPR162Q | Canada | CAD | MOLD,CABLE TO GRD ROD,VER | 376.08 | EA | 0
SSPD2P1M550 | Canada | CAD | SSPD, TWO PHASE, | 488.16 | EA | 0
534056RW18 | Canada | CAD | FLEXIBAR,ADV,6X100X1,RW | 928.9 | EA | 0
HDHSC1H | Canada | CAD | MOLD,CABLE TO HORZ STL,HO | 276.78 | EA | 0
GTC222QHQ | Canada | CAD | MOLD,CABLE TO GRD ROD,VER | 276.78 | EA | 0
RBVB17710F | Canada | CAD | BASIN,POURING,VERTICAL,#1 | 1422.31 | EA | 0
A929E006 | Canada | CAD | WASHER,BELLVILLE,5/16,STL | 0.52 | EA | 0
LPCC346NC4 | Canada | CAD | COPPERCLAD AIR TERMINAL 3 | 229.55 | EA | 0
DSD140M75 | Canada | CAD | MODULE, DSD, 75V, 40KA | 76.34 | EA | 0
LPAW70T | Canada | CAD | CLAMP,CAST,SMOOTH WEAVE, | 40.79 | EA | 0
SBTBJ3310 | Canada | CAD | BOND,JUMPER,3/16 & 3/4 TA | 13.72 | EA | 0
87408256 | Canada | CAD | CATCH,DOOR,SS, 304 | 1.42 | EA | 0
VBC1VV.75 | Canada | CAD | MOLD,CABLE TO VERT STL,VE | 276.78 | EA | 0
XBQ2L2L | Canada | CAD | MOLD,CABLE,HORZ X LAPPED, | 528.45 | EA | 0
FJ2G18 | Canada | CAD | JUMPER,SWAGED,2/0 CONC 18 | 48.04 | EA | 0
XLBACPAJ | Canada | CAD | MOLD,BUS BAR,HORZ SPLICE | 329.16 | EA | 0
HDPTC2Q9TW | Canada | CAD | MOLD,CABLE,HORZ THRU PARA | 329.2 | EA | 0
TACY7Y6 | Canada | CAD | MOLD,CABLE,HORZ TEE | 276.78 | EA | 0
558213ADV | Canada | CAD | IBSBADV 100-530-10 E&I | 25 | EA | 0
PQDM3330S277 | Canada | CAD | PQDM-9-1P-277V, FSPM3330S | 3642.48 | EA | 0
LPC620 | Canada | CAD | CONNECTOR,CU,UNIV. THRU | 145.5 | EA | 0
LPC46740X1 | Canada | CAD | CONNECTION,CU,EMBEDDED | 323.74 | EA | 0
XLLAC2G005 | Canada | CAD | MOLD,CABLE TO BUS/LUG,HOR | 328.55 | EA | 0
XBCY2Y2 | Canada | CAD | MOLD,CABLE,HORZ X LAPPED | 276.78 | EA | 0
559149 | Canada | CAD | TOOL,MANUAL,FLEXIBAR, | 6429.61 | EA | 0
250PLUSF20 | Canada | CAD | CADWELD PLUS,#250,F20 | 51.99 | EA | 0
LPC050IN0034.0 | Canada | CAD | CABLE,CU,SMOOTH WEAVE, | 1162.4 | EA | 0
PCC3Q2G | Canada | CAD | MOLD,CABLE,HORZ TAP PARA | 276.78 | EA | 0
553400 | Canada | CAD | CONNECTOR,BUS BAR,CABLE T | 3.32 | EA | 0
534041PHM21 | Canada | CAD | FLEXIBAR,ADV,8X50X1MM,PHM | 257.91 | EA | 0
LPC505 | Canada | CAD | SPLICE,CU,STAMPED,CABLE, | 15.35 | EA | 0
EDT215030R | Canada | CAD | ENHANCED TYPE 2, 150V,30 | 474.93 | EA | 0
TACY6W3 | Canada | CAD | MOLD,CABLE,HORZ TEE | 276.78 | EA | 0
A927F197 | Canada | CAD | BOLT,HEX HEAD,3/8-16 X 1- | 1.74 | EA | 0
534053RW28 | Canada | CAD | FLEXIBAR,ADV,10X80X1,RW | 614.11 | EA | 0
A927F187 | Canada | CAD | BOLT,HEX HEAD,5/16-18 X 3 | 1.47 | EA | 0
PB10GT161H | Canada | CAD | MOLD,CABLE TO GRD ROD,VER | 271.52 | EA | 0
ELIPG16125 | Canada | CAD | LENTON,ISO PLUG GAGE | 424.48 | EA | 0
815860UPC | Canada | CAD | GROUND ROD,GALV,POINTED, | 32.33 | EA | 0
B801C007 | Canada | CAD | LUG,ASSY,CABLE,6 IN | 120.74 | EA | 0
EL25S4 | Canada | CAD | COUPLER,LENTON,STRAIGHT, | 57.9 | EA | 0
FLXPQUR0001 | Canada | CAD | FLEXIBAR,ADV,6X15.5X0.8MM | 177.97 | EA | 0
534041KOM17 | Canada | CAD | FLEXIBAR,ADV,8X50X1MM,KOM | 370.2 | EA | 0
UGP738P5 | Canada | CAD | PLATE,CU,GROUND,1/16 X | 218.73 | EA | 0
EL28A2Q | Canada | CAD | COUPLER,LENTON STANDARD, | 67.54 | EA | 0
CAT315A | Canada | CAD | TOOL,KIT,ELEC W/TOOLS | 284.25 | EA | 0
T375 | Canada | CAD | CLAMP,PKG,W/SPIRAL NAILS | 3.94 | EA | 0
CSP1NBM90 | Canada | CAD | COAXIAL SURGE PROTECTOR, | 156.62 | EA | 0
EDT2350M | Canada | CAD | ENHANCED TYPE 2 MODULE, | 111.28 | EA | 0
A928B070 | Canada | CAD | NUT,HEX,5/16-18,STL,CAD/ | 0.08 | EA | 0
VTC1T | Canada | CAD | MOLD,CABLE TO VERT STL,HO | 276.78 | EA | 0
VVR8D | Canada | CAD | MOLD,CABLE TO VERT STL,VE | 376.08 | EA | 0
PB80LS3BJK001 | Canada | CAD | MOLD,CABLE TO BUS/LUG, | 906.82 | EA | 0
HAH2L350C | Canada | CAD | MOLD,CABLE TO HORZ STL, | 484.97 | EA | 0
TAC9E9E | Canada | CAD | MOLD,CABLE,HORZ TEE | 276.78 | EA | 0
GEM25ABKT | Canada | CAD | GROUNDING,MATL,ENHANCMENT | 83.97 | EA | 0
RBW65518HA | Canada | CAD | SLEEVE,CADWELD,LOW SLIP # | 304.79 | EA | 0
RDC521T | Canada | CAD | MOLD,CABLE TO REBAR,HORZ | 276.78 | EA | 0
CAHEA1G10 | Canada | CAD | MOLD,CABLE TO HORZ CAST I | 168.64 | EA | 0
RBT1011101B | Canada | CAD | MATERIAL,FILLER,#10/#11 V | 66.8 | EA | 0
LPS227ST | Canada | CAD | POINT,SS,BLUNT,1/2 X 36IN | 81.8 | EA | 0
534029CSC01 | Canada | CAD | FLEXIBAR,ADV,10X32X1,CSC, | 142.83 | EA | 0
554330 | Canada | CAD | BRAID,EARTH,SS,35MM2,CPI | 36.39 | EA | 0
GRC16Y6 | Canada | CAD | MOLD,CABLE TO GRD ROD,VER | 276.78 | EA | 0
534039ABB01 | Canada | CAD | FLEXIBAR,ADV,5X50X1,ABB | 108.81 | EA | 0
TAC2G8B | Canada | CAD | MOLD,CABLE,HORZ TEE | 276.78 | EA | 0
M336 | Canada | CAD | FRAME,WELDER,ASSY | 612 | EA | 0
568660 | Canada | CAD | BAR,EARTH,44 TERMINAL | 49.11 | EA | 0
FLXPABB0053 | Canada | CAD | FLEXIBAR,ADV,6X100X1,ABB | 677.607 | EA | 0
115PLUSF20 | Canada | CAD | CADWELD PLUS,#115,F20 | 28.8 | EA | 0
CC12F | Canada | CAD | COUPLER,COMP,BRZ,1/2 FULL | 18.77 | EA | 0
SSC2C1V | Canada | CAD | MOLD,CABLE,HORZ SPLICE | 276.78 | EA | 0
DT230031R | Canada | CAD | TYPE 2, 300V, 3 1 | 415.94 | EA | 0
RHC521G | Canada | CAD | MOLD,CABLE TO REBAR,HORZ | 276.78 | EA | 0
EGBB14212JJ | Canada | CAD | BAR,GRD BUS,1/4 X 2 X 12 | 127.4 | EA | 0
SBS8TINSUL | Canada | CAD | BOND STRAND,INSUL,S8 TINN | 3.02 | EA | 0
PB10VN2QLH | Canada | CAD | MOLD,CABLE TO VERT STL,HO | 199.84 | EA | 0
TAC2V2QW | Canada | CAD | MOLD,CABLE,HORZ TEE | 355.41 | EA | 0
B540C602 | Canada | CAD | BUSBAR,ASSY,3/8X20-1/2X8 | 532.14 | EA | 0
EL57TCIPS | Canada | CAD | PROTECTOR,THREAD,INTERNAL | 0.63 | EA | 0
B265 | Canada | CAD | CLAMP,CABLE,ASSY | 755.81 | EA | 0
534026PDI32 | Canada | CAD | FLEXIBAR,ADV,5X32X1MM,PDI | 373.93 | EA | 0
LK6 | Canada | CAD | COUPLER,LENTON INTERLOK,# | 57.65 | EA | 0
GRT161K | Canada | CAD | MOLD,CABLE TO GRD ROD,VER | 269.61 | EA | 0
LPC802 | Canada | CAD | STRAP,CU,CABLE,3/8IN WIDE | 1.7 | EA | 0
LPC433 | Canada | CAD | BASE,CU,BARE,5/8 POINT | 207.08 | EA | 0
554304 | Canada | CAD | BRAID,EARTH,SS,25MM2,CPI | 28.17 | EA | 0
EGBA38448LL | Canada | CAD | BUSBAR,GRD,CU,3/8X4X48,LL | 783.9 | EA | 0
ELHT903B50 | Canada | CAD | ROD,CONTROL,50MM, | 224.05 | EA | 0
BADEM | Canada | CAD | MOLD,BUS BAR,HORZ SPLICE | 586.79 | EA | 0
RCE552QM | Canada | CAD | MOLD,CABLE TO REBAR,VERT | 561.05 | EA | 0
GTC16W6 | Canada | CAD | MOLD,CABLE TO GRD ROD,VER | 276.78 | EA | 0
LAC9CDE | Canada | CAD | MOLD,CABLE TO BUS/LUG,HOR | 276.78 | EA | 0
PCD4L4L | Canada | CAD | MOLD,CABLE, HORZ TAP PARA | 586.79 | EA | 0
GNR188C | Canada | CAD | MOLD,CABLE TO GRD ROD,VER | 376.08 | EA | 0
VVCY2 | Canada | CAD | MOLD,CABLE TO VERT STL,VE | 276.78 | EA | 0
LACT3CAJ | Canada | CAD | MOLD,CABLE TO BUS/LUG,HOR | 276.78 | EA | 0
SI60I | Canada | CAD | INTERCEPTOR, ESE, DELTA 6 | 9914.88 | EA | 0
VTC9D | Canada | CAD | MOLD,CABLE TO VERT STL,HO | 276.78 | EA | 0
B1142GGL | Canada | CAD | WELD,SECT,GL | 373.8 | EA | 0
RRH562L | Canada | CAD | MOLD,CABLE TO REBAR,HORZ | 484.97 | EA | 0
VNC1HRH2 | Canada | CAD | MOLD,CABLE TO VERT STL,HO | 276.78 | EA | 0
PB71DS3QCJH002 | Canada | CAD | MOLD,CABLE TO UC LUG,HORZ | 671.18 | EA | 0
HDPTC3Q2G | Canada | CAD | MOLD,CABLE,HORZ THRU PARA | 276.78 | EA | 0
EGBA14212JJT | Canada | CAD | BAR,GRD BUS,1/4 X 2 X 12 | 163.8 | EA | 0
553571A1 | Canada | CAD | FLEXIBAR,BASE,5/8X1X8 LG | 22.37 | EA | 0
554040 | Canada | CAD | SLEEVE,GLASS,FIBER COATED | 4.95 | MR | 0
PHR2C2C | Canada | CAD | MOLD,CABLE,VERT THRU PARA | 376.08 | EA | 0
A927F236 | Canada | CAD | BOLT,HEX,HEAD,5/16-18UNC | 1.79 | EA | 0
TACS6S6 | Canada | CAD | MOLD,CABLE,HORZ TEE | 276.78 | EA | 0
549230 | Canada | CAD | BUSBAR,2 MM,THD,M5,12X2 | 54.87 | EA | 0
TSMI0137GR | Canada | CAD | STRUT,PIPE,CLAMP1-3/8 OD | 14.29 | EA | 0
PB10GLCE1W | Canada | CAD | MOLD,CABLE TO LUG,HORZ SP | 199.84 | EA | 0
XLGFC162J | Canada | CAD | MOLD,CABLE TO GRD ROD,HOR | 307.06 | EA | 0
554427B | Canada | CAD | CPIW50-300-20B | 98.63 | EA | 0
LPC222LST | Canada | CAD | POINT,CU,1/2IN X 12IN | 74.35 | EA | 0
A811C20F50 | Canada | CAD | STRIP,CU,20GA X 3 IN,50FT | 16.42 | EA | 0
SBB2721LS1200 | Canada | CAD | SHUNT,BASE,HARD,3/16,ORG | 712.31 | EA | 0
556960 | Canada | CAD | BRAID,PREFAB,500X23X2MM, | 19.34 | EA | 0
TACV1Y4 | Canada | CAD | MOLD,CABLE,HORZ TEE | 276.78 | EA | 0
HAH2G8C | Canada | CAD | MOLD,CABLE TO HORZ STL,HO | 484.97 | EA | 0
534028LAM11 | Canada | CAD | FLEXIBAR,ADV,8X32X1MM,LAM | 721.24 | EA | 0
S2171AK | Canada | CAD | KEY,CHUCK | 32.14 | EA | 0
534058SER04 | Canada | CAD | FLEXIBAR,ADV,10X100X1,SER | 2171.14 | EA | 0
TDSMT120 | Canada | CAD | DIVERTER,SHUNT,ALARM,TDS | 1019.63 | EA | 0
B295X51Z125 | Canada | CAD | LABEL,ADHESIVE,7X15,CLR, | 10.74 | EA | 0
LPAW50ISOT | Canada | CAD | CLAMP,CAST,SMOOTH WEAVE, | 42.45 | EA | 0
FLXPLAM0084 | Canada | CAD | FLEXIBAR,ADV,3X9X0.8MM, | 208.65 | EA | 0
LPC242B | Canada | CAD | POINT,CU,BARE,5/8IN X | 54.74 | EA | 0
FLXPABB0097 | Canada | CAD | FLEXIBAR,ADV,6X80X1MM,ABB | 219.408 | EA | 0
PBW2Q | Canada | CAD | MOLD,RAIL,CABLE HORZ TO W | 219.14 | EA | 0
RBT810101H | Canada | CAD | SPLICE,KIT,#8/#10 CADWELD | 231.3 | EA | 0
FLXPLAM0008 | Canada | CAD | FLEXIBAR,ADV,2X15.5X0.8MM | 538.37 | EA | 0
HDGTC163A | Canada | CAD | MOLD,CABLE TO GRD ROD,VER | 276.78 | EA | 0
534055EA03 | Canada | CAD | FLEXIBAR,ADV,5X100X1MM,EA | 152165.61 | EA | 0
PQDM3300B480 | Canada | CAD | PQDM-6-2P-480V, FSPM3300B | 6630.64 | EA | 0
SBNX1181V | Canada | CAD | ONE-SHOT,CABLE TO GRD ROD | 32.73 | EA | 0
VSD4Y | Canada | CAD | MOLD,CABLE TO VERT STL,45 | 586.79 | EA | 0
560101 | Canada | CAD | PUNCH,STEEL,.531 W/DIE | 131.42 | EA | 0
534032PMR05 | Canada | CAD | FLEXIBAR,ADV,4X40X1,PMR | 130.64 | EA | 0
PTC2Q1VW | Canada | CAD | MOLD,CABLE,HORZ THRU PARA | 329.2 | EA | 0
XLPCC2Q1H | Canada | CAD | MOLD,CABLE, HORZ TAP PARA | 328.55 | EA | 0
GRC312Q | Canada | CAD | MOLD,CABLE TO GRD ROD,VER | 276.78 | EA | 0
EL57TA2MG | Canada | CAD | COUPLER,LENTON STANDARD,# | 239.23 | EA | 0
TDX50C120/208 | Canada | CAD | PROTECTOR,SURGE,TDX50C,3P | 843.8 | EA | 0
GYE372Q | Canada | CAD | MOLD,CABLE TO GRD ROD,VER | 775.14 | EA | 0
ZCCSS14 | Canada | CAD | MOLD,CABLE,NO BUILD-UP | 276.78 | EA | 0
TDSMT277 | Canada | CAD | DIVERTER,SHUNT,ALARM,TDS | 965.26 | EA | 0
LPC858 | Canada | CAD | CLAMP,CAST,COMBO | 32.25 | EA | 0
PB13VV2Q | Canada | CAD | MOLD,CABLE TO VERT STL,VE | 271.52 | EA | 0
GNT161G001M | Canada | CAD | MOLD,CABLE TO GRD ROD,VER | 269.61 | EA | 0
TDS2502SR240 | Canada | CAD | DIVERTER, 240V, 50KA, 2PH | 277.26 | EA | 0
LPC248 | Canada | CAD | POINT,CU,5/8IN X 48IN | 330.02 | EA | 0
LECY6EAL | Canada | CAD | MOLD,CABLE TO BUS/LUG,HOR | 276.78 | EA | 0
TAC2C1T | Canada | CAD | MOLD,CABLE,HORZ TEE | 276.78 | EA | 0
PTC3D3DW | Canada | CAD | MOLD,CABLE, HORZ THRU PAR | 329.2 | EA | 0
534036ABBI07 | Canada | CAD | FLEXIBAR,ADV,10X40X1,ABBI | 252.59 | EA | 0
GQR162Q | Canada | CAD | MOLD,CABLE TO GRD ROD,VER | 376.08 | EA | 0
TACSF2Q | Canada | CAD | MOLD,CABLE,HORZ TEE | 276.78 | EA | 0
UTB30SPM | Canada | CAD | PROTECTOR,SURGE,UTB REPLA | 145.85 | EA | 0
HAA1K | Canada | CAD | MOLD,CABLE TO HORZ STL,HO | 168.64 | EA | 0
XBV3D2Q | Canada | CAD | MOLD,CABLE,HORZ X LAPPED | 1215.58 | EA | 0
45PLUSF20 | Canada | CAD | CADWELD PLUS,#45,F20 | 13.31 | EA | 0
556860 | Canada | CAD | BRAID,PREFAB,300MM,250A | 18.86 | EA | 0
534042MJP02 | Canada | CAD | FLEXIBAR,ADV,10X50X1,MJP | 314.13 | EA | 0
S2V50M | Canada | CAD | MOLD,MOLD,HV CABLE SPLICE | 295.85 | EA | 0
TDS150TT440 | Canada | CAD | DIVERTER, TD, 50KA 2-MODE | 281.16 | EA | 0
LECY2CAJ | Canada | CAD | MOLD,CABLE TO BUS/LUG,HOR | 276.78 | EA | 0
PB80PG007 | Canada | CAD | MOLD,CABLE,HORZ THRU PARA | 906.82 | EA | 0
NX1161L | Canada | CAD | ONE-SHOT,CABLE TO GRD ROD | 33.09 | EA | 0
LPA228F | Canada | CAD | POINT,AL,FLAT TIP, 1/2 X | 42.87 | EA | 0
PTC1L1D | Canada | CAD | MOLD,CABLE, HORZ THRU PAR | 276.78 | EA | 0
PB10PC2G1H | Canada | CAD | MOLD,CABLE,HORZ TAP PARAL | 151.87 | EA | 0
PHR2Q1V | Canada | CAD | MOLD,CABLE,VERT THRU PARA | 376.08 | EA | 0
AF14R10 | Canada | CAD | CLIP,PURLIN,Z, RETAIL | 1272.1 | EA | 0
CACHAAECA | Canada | CAD | MOLD,BUS TO HORZ STL,THRU | 168.64 | EA | 0
534057EPI02 | Canada | CAD | FLEXIBAR,ADV,8X100X1,EPI | 450.88 | EA | 0
DT115020R | Canada | CAD | TYPE 1, 150V, 2 0 | 460.94 | EA | 0
XADY0Y0 | Canada | CAD | MOLD,CABLE,HORZ X SAME PL | 586.79 | EA | 0
SBA146096 | Canada | CAD | CLIP,CONCRETE TIE,A=9.13, | 43.11 | EA | 0
HDVSC1V | Canada | CAD | MOLD,CABLE TO VERT STL,45 | 276.78 | EA | 0
XLB971A2 | Canada | CAD | BATTERY,EXOLON,6 VOLT W/1 | 888.84 | EA | 0
XBZ9J9J | Canada | CAD | MOLD,CABLE,HORZ X LAPPED, | 793.75 | EA | 0
EL25SAQSP004 | Canada | CAD | COUPLER,LENTON,SPECIAL,SA | 87.49 | EA | 0
554321RM01 | Canada | CAD | BRAID,EARTH,SS,35MM2,M12, | 23.35 | EA | 0
SBT385B | Canada | CAD | DRILL,RAIL BOND,3/8 DIA X | 45.11 | EA | 0
LPC2855F5F | Canada | CAD | ADAPTER,CU,SWIVEL,5/8IN F | 66.79 | EA | 0
SBK403HBD | Canada | CAD | KIT,GROUNDING,RAIL,TRACK, | 1930.98 | EA | 0
GT1141V | Canada | CAD | ONE-SHOT,CABLE TO GRD ROD | 34.11 | EA | 0
PTCY6CY6C | Canada | CAD | MOLD,CABLE,HORZ THRU PARA | 276.78 | EA | 0
FLXPSHL0008 | Canada | CAD | FLEXIBAR,ADV,5X20X1MM,SHL | 120.66 | EA | 0
534019SI05 | Canada | CAD | FLEXIBAR,ADV,5X24X1MM,SI, | 71.79 | EA | 0
CAVHT1H12 | Canada | CAD | MOLD,CABLE,TO VERT CAST | 269.61 | EA | 0
EL25SASA4800 | Canada | CAD | COUPLER,LENTON,SASA,DBL | 231.96 | EA | 0
534029ABB29 | Canada | CAD | FLEXIBAR,ADV,10X32X1,ABB, | 349.4 | EA | 0
534034ARZ17 | Canada | CAD | FLEXIBAR,ADV,6X40X1MM,ARZ | 298.26 | EA | 0
534034RW07 | Canada | CAD | FLEXIBAR,ADV,6X40X1MM,RW, | 505.39 | EA | 0
CAVST1VD | Canada | CAD | MOLD,CABLE TO VERT STL,45 | 269.61 | EA | 0
PQDM1110Y120 | Canada | CAD | PQDM-3-3Y-120/208V, FSPM1 | 3992.25 | EA | 0
GTC18Y6 | Canada | CAD | MOLD,CABLE TO GRD ROD,VER | 276.78 | EA | 0
HAAY1 | Canada | CAD | MOLD,CABLE TO HORZ STL,HO | 168.64 | EA | 0
TDX100S480D | Canada | CAD | PROTECTOR,SURGE,TDX100S,3 | 2131.39 | EA | 0
PBC12S9B | Canada | CAD | BOND,RAIL C,4/0 RLAY 9 LO | 33.33 | EA | 0
TACT6T1 | Canada | CAD | MOLD,CABLE,HORZ TEE | 276.78 | EA | 0
534034PHM05 | Canada | CAD | FLEXIBAR,ADV,6X40X1MM,PHM | 190.79 | EA | 0
CAFCA1V6 | Canada | CAD | MOLD,CABLE,TO HORZ C.I.PI | 168.64 | EA | 0
GTC182QW | Canada | CAD | MOLD,CABLE TO GRD ROD,VER | 355.41 | EA | 0
534039TR05 | Canada | CAD | FLEXIBAR,ADV,5X50X1,TR | 92.57 | EA | 0
556680 | Canada | CAD | BRAID,PREFAB,150MM,150A | 6.9 | EA | 0
RJE55Y5 | Canada | CAD | MOLD,CABLE TO REBAR,VERT | 775.14 | EA | 0
550200 | Canada | CAD | BUSBAR,CU THREADED,12X4 | 81.45 | EA | 0
RBT89101HB | Canada | CAD | MATERIAL,FILLER,#8/#9 T-S | 54.48 | EA | 0
534023ABBI03 | Canada | CAD | FLEXIBAR,ADV,2X32X1,ABBI | 57.86 | EA | 0
534053PDI19 | Canada | CAD | FLEXIBAR,ADV,10X80X1,PDI | 1038.92 | EA | 0
PSD4Y | Canada | CAD | MOLD,CABLE,PULL SPLICE | 586.79 | EA | 0
663480 | Canada | CAD | ROD,TIE DN,CU BOND,3/4X8 | 256.43 | EA | 0
PTC9B2Q | Canada | CAD | MOLD,CABLE,HORZ THRU PARA | 276.78 | EA | 0
PTC2Q3AW | Canada | CAD | MOLD,CABLE,HORZ THRU PARA | 329.2 | EA | 0
EL20S4 | Canada | CAD | COUPLER,LENTON,STRAIGHT, | 45.76 | EA | 0
534506 | Canada | CAD | IBS ADV 25-1030-8-10 | 36.54 | EA | 0
GTC161L | Canada | CAD | MOLD,CABLE TO GRD ROD,VER | 276.78 | EA | 0
LPC481SH | Canada | CAD | FASTENER,CU,BAR PINCH | 45.7 | EA | 0
TAC2V2Q | Canada | CAD | MOLD,CABLE,HORZ TEE | 276.78 | EA | 0
553151 | Canada | CAD | BAR,CONNECTION,ALUMINIUM, | 12.01 | EA | 0
GTC188C | Canada | CAD | MOLD,CABLE TO GRD ROD,VER | 276.78 | EA | 0
NCR222Q | Canada | CAD | MOLD,CABLE TO GRD ROD,HOR | 376.08 | EA | 0
EGBC14206NN | Canada | CAD | BAR,GRD BUS,1/4 X 2 X 6 | 54.6 | EA | 0
XLHAA1T | Canada | CAD | MOLD,CABLE TO HORZ STL,HO | 171.96 | EA | 0
563605 | Canada | CAD | BRAID,SHUNT,INSULATED, | 12.56 | EA | 0
EGBA14420BB | Canada | CAD | BAR ASSY,GRD BUS,1/4X4X20 | 309.4 | EA | 0
PDR2Q2Q | Canada | CAD | MOLD,CABLE,VERT PARALLEL | 376.08 | EA | 0
GTC18Y8 | Canada | CAD | MOLD,CABLE TO GRD ROD,VER | 276.78 | EA | 0
RBT189145H | Canada | CAD | SPLICE,KIT,#18 CADWELD T- | 559.43 | EA | 0
PQDM3000S120 | Canada | CAD | PQDM-3-1P-120V, FSPM3000S | 3089.45 | EA | 0
PHJ2V2Q | Canada | CAD | MOLD,CABLE,VERT THRU PARA | 1147.17 | EA | 0
LLCEK2Q | Canada | CAD | MOLD,CABLE TO BUS/LUG,VER | 276.78 | EA | 0
B144M | Canada | CAD | BATTING,KIT,HIGH TEMP INS | 103.88 | EA | 0
SBB2703R7PKCS3 | Canada | CAD | EPP,RACK,7 FT,W/HORIZ PAN | 6145.84 | EA | 0
534028LAM13 | Canada | CAD | FLEXIBAR,ADV,8X32X1MM,LAM | 773.63 | EA | 0
LPC606 | Canada | CAD | POINT,CU,CONCEALED,1/2IN | 231.8 | EA | 0
534026CSC02 | Canada | CAD | FLEXIBAR,ADV,5X32X1MM,CSC | 184.95 | EA | 0
PPD4T35CURH | Canada | CAD | MOLD,CABLE, HORZ ELL | 586.79 | EA | 0
HTC2C1.25 | Canada | CAD | MOLD,CABLE TO HORZ STL,HO | 276.78 | EA | 0
EGBA14210EE | Canada | CAD | BAR,GRD BUS,1/4 X 2 X 10 | 114.4 | EA | 0
RBT91012A | Canada | CAD | SLEEVE,CADWELD,#9 -2 VERT | 100.48 | EA | 0
EL25CIPPBG250 | Canada | CAD | PROTECTOR,THREAD,A12 THD, | 0.76 | EA | 0
RDH542LM | Canada | CAD | MOLD,CABLE TO REBAR,HORZ | 369.97 | EA | 0
615880TPC | Canada | CAD | ROD,GRD,5/8X8,CU BONDED | 48.17 | EA | 0
VBC1GV3C | Canada | CAD | MOLD,CABLE TO VERT STL,VE | 258.69 | EA | 0
PB10SS32J | Canada | CAD | MOLD,CABLE,HORZ SPLICE | 199.84 | EA | 0
PTC3Q2QW | Canada | CAD | MOLD,CABLE,HORZ THRU PARA | 329.2 | EA | 0
EGBA14348DGT | Canada | CAD | BUSBAR,GRD,CU,1/4X3X48,DG | 721.5 | EA | 0
EPGC1428X8 | Canada | CAD | PERIMETER,GRD,90 DEG BEND | 117.33 | EA | 0
ZZEPPLIT | Canada | CAD | MISC.LIT./ELEC.PROT.PANEL | 1.78 | EA | 0
ELBEG22ACA | Canada | CAD | LENTON,BAR END GAGE,22MM, | 309.06 | EA | 0
LU22MT12D | Canada | CAD | LENTON ULTIMATE,MALE, | 18.65 | EA | 0
B101CE003 | Canada | CAD | LUG,CU,1/8 X 1,9/16 HOLE | 24.51 | EA | 0
PBC22W36BB | Canada | CAD | BOND,RAIL C,250KCM RLAY 3 | 66.81 | EA | 0
RBB1092B | Canada | CAD | MATERIAL,FILLER,GROUP | 65.96 | EA | 0
548500 | Canada | CAD | INSULATOR,BUSBAR,ISO TP | 5.06 | EA | 0
XLGTC182QW | Canada | CAD | MOLD,CABLE TO GRD ROD,VER | 407.17 | EA | 0
GT1141LPLUS | Canada | CAD | ONE-SHOT,CABLE TO GRD ROD | 27.78 | EA | 0
RBB11101B | Canada | CAD | MATERIAL,FILLER,GROUP | 75.39 | EA | 0
ERICORE712U | Canada | CAD | DOWNCONDUCTOR,LIGHTNING, | 9999.99 | EA | 0
B548A55 | Canada | CAD | MOUNTING,KIT,1/2-5/8X5-9W | 26.25 | EA | 0
813400UPC | Canada | CAD | GROUND ROD,GALV,POINTED | 79.35 | EA | 0
RJE551T | Canada | CAD | MOLD,CABLE TO REBAR,VERT | 775.14 | EA | 0
GRC152C | Canada | CAD | MOLD,CABLE TO GRD ROD,VER | 276.78 | EA | 0
GRP331L | Canada | CAD | MOLD,CABLE TO GRD ROD,VER | 304.2 | EA | 0
LC22B12ESD | Canada | CAD | SLEEVE,B12 SERIES,EPOXY | 202.17 | EA | 0
LPC46440 | Canada | CAD | JUMPER,COVERED,EYE | 267.18 | EA | 0
534058SER06 | Canada | CAD | FLEXIBAR,ADV,10X100X1,SER | 2153.55 | EA | 0
T372A | Canada | CAD | CAN,REPAIR,GALV COMPOND | 68.21 | EA | 0
RRA521T | Canada | CAD | MOLD,CABLE TO REBAR,HORZ | 168.64 | EA | 0
TGC2/0 | Canada | CAD | CONN,ESP,TANK,#10SOL-2/0 | 14.04 | EA | 0
LAC2LCE | Canada | CAD | MOLD,CABLE TO BUS/LUG,HOR | 276.78 | EA | 0
VSC3QV10 | Canada | CAD | MOLD,CABLE TO VERT STL, | 276.78 | EA | 0
534446 | Canada | CAD | IBSB ADV 240-1030-10-12 | 257.31 | EA | 0
XLHDGBF18 | Canada | CAD | MOLD,GRD ROD,TO ROD/RECEP | 1430.42 | EA | 0
615850GAL01 | Canada | CAD | ROD,GRD,5/8X5,CU PLATED, | 19.15 | EA | 0
L164 | Canada | CAD | HANDLE CLAMP, E-Z CHANGE, | 324.09 | EA | 0
2000A22 | Canada | CAD | WELD METAL,ALLOY,A22, | 270.19 | EA | 0
NDR162QW | Canada | CAD | MOLD,CABLE TO GRD ROD,HOR | 454.7 | EA | 0
SB20128 | Canada | CAD | BOND,CADWELD HF,3/16X7 1/ | 11.87 | EA | 0
635840S | Canada | CAD | ROD,GRD,SEC,S458 CU PL | 20.5 | EA | 0
TDXFUSE | Canada | CAD | PROTECTOR,SURGE | 73.11 | EA | 0
UTB30DPSM | Canada | CAD | PROTECTOR,SURGE,UTB REPLA | 188.4 | EA | 0
B548A41 | Canada | CAD | MOUNTING,KIT,1-2WIDE BARS | 15.21 | EA | 0
MBMAST6M | Canada | CAD | MAST,ASSY,BASE & 6M ALUM | 1345.16 | EA | 0
RBS36877 | Canada | CAD | CRUCIBLE,EXTENSION,7 IN | 343.39 | EA | 0
GPECCDK0241L024 | Canada | CAD | ELECTRODE,GRD PLATE,1/8X | 1218.11 | EA | 0
EGBA14624NN | Canada | CAD | BAR,ASSY,GRD BUS,1/4 X 6 | 467.74 | EA | 0
RJC522P | Canada | CAD | MOLD,CABLE TO REBAR,VERT | 276.78 | EA | 0
SBGT1181GPLUS | Canada | CAD | ONE SHOT,#8 STR THRU #6 | 30.34 | EA | 0
VBC1E | Canada | CAD | MOLD,CABLE TO VERT STL,CA | 276.78 | EA | 0
TAC2G9E | Canada | CAD | MOLD,CABLE HORZ TEE | 276.78 | EA | 0
TACL9A8 | Canada | CAD | MOLD,CABLE,HORZ TEE | 276.78 | EA | 0
LPA2955M5M | Canada | CAD | ADAPTER,AL,COUPL.,5/8IN | 20.53 | EA | 0
NDR181L | Canada | CAD | MOLD,CABLE TO GRD ROD,HOR | 376.08 | EA | 0
534056RW41 | Canada | CAD | FLEXIBAR,ADV,6X100X1MM,RW | 612.42 | EA | 0
FLXPABB0031 | Canada | CAD | FLEXIBAR,ADV,4X80X1,ABB | 317.33 | EA | 0
B3400 | Canada | CAD | SPACER,CLUTCH DRUM,ALUM, | 9.7 | EA | 0
BJCEALEALLH | Canada | CAD | MOLD,BUS BAR,HORZ TAP | 276.78 | EA | 0
RRA591T | Canada | CAD | MOLD,CABLE TO REBAR,HORZ | 168.64 | EA | 0
LPC242L | Canada | CAD | POINT,CU,5/8IN X 12IN | 37.95 | EA | 0
LQEEH1H | Canada | CAD | MOLD,CABLE TO BUS/LUG,VER | 775.14 | EA | 0
VFF3QV12 | Canada | CAD | MOLD,CABLE TO VERT STL,VE | 659.46 | EA | 0
CAHBA1V14 | Canada | CAD | MOLD,CABLE TO HORZ CAST I | 168.64 | EA | 0
S1V36M | Canada | CAD | MOLD,HV CABLE SPLICE,HORZ | 245.83 | EA | 0
534058ABB04 | Canada | CAD | FLEXIBAR,ADV,10X100X1,ABB | 557.99 | EA | 0
LPS456P | Canada | CAD | BASE,TERMINAL,AIR,CAST,ST | 64.26 | EA | 0
PBW12W00260B | Canada | CAD | BOND,JOINT,250 RLAY INSUL | 153.92 | EA | 0
FLXPCRS0002 | Canada | CAD | FLEXIBAR,ADV,2X20X1MM,CRS | 121.62 | EA | 0
557350WS01 | Canada | CAD | BRAID,CU,TIN,100MM2,4LYR, | 151.21 | EA | 0
PCC2S2S | Canada | CAD | MOLD,CABLE,HORZ TAP PARAL | 276.78 | EA | 0
PBW2QLH | Canada | CAD | MOLD,RAIL,CABLE HORZ TO W | 88.19 | EA | 0
LPS423 | Canada | CAD | POINT,SS,INDUSTRIAL STACK | 197.37 | EA | 0
VBC2QHQ | Canada | CAD | MOLD,CABLE TO VERT STL, | 276.78 | EA | 0
RBWS2401F | Canada | CAD | BASIN,POURING,#11 VARIABL | 466.54 | EA | 0
534024MM02 | Canada | CAD | FLEXIBAR,ADV,3X32X1,MM, | 56.45 | EA | 0
PB10GT181H | Canada | CAD | MOLD,CABLE TO GRD ROD,VER | 271.52 | EA | 0
PB13ST1L175CRLH | Canada | CAD | MOLD,CABLE TO RAIL,HORZ T | 271.52 | EA | 0
TL9S | Canada | CAD | SCREW,SLOTTED,1/4-28X3/8 | 1.37 | EA | 0
CC5A20CB | Canada | CAD | CABLE,COMP,THFT DET | 3306.78 | EA | 0
SBA140140 | Canada | CAD | CLIP,CONCRETE TIE,A=8.75 | 35.28 | EA | 0
A240E2S36001LH | Canada | CAD | CLAMP,FENCE,4/0X36 FLEX J | 484.71 | EA | 0
ELECP57T | Canada | CAD | COUPLER,LENTON,PROTECTOR, | 0.61 | EA | 0
DT135040R | Canada | CAD | DIVERTER,TYPE 1,350V,40 | 502.75 | EA | 0
GRC169A | Canada | CAD | MOLD,CABLE TO GRD ROD,VER | 276.78 | EA | 0
557240 | Canada | CAD | BRAID,COPPER,15X2MM,120A | 9.36 | MR | 0
XLLAD2WGHS | Canada | CAD | MOLD,CABLE TO BUS/LUG, | 696.55 | EA | 0
CAHAA1KA | Canada | CAD | MOLD,CABLE TO HORZ STL,HO | 168.64 | EA | 0
XLPTC2L2L | Canada | CAD | MOLD,CABLE, HORZ THRU PAR | 328.55 | EA | 0
LPC806 | Canada | CAD | STRAP,CU,CABLE,5/8IN WIDE | 2.35 | EA | 0
DB12CS701 | Canada | CAD | EARTHBRIDGE DB,ONE STUD, | 180.01 | EA | 0
534028AME02 | Canada | CAD | FLEXIBAR,ADV,8X32X1,AME | 425.09 | EA | 0
DT255020R | Canada | CAD | TYPE 2, 550V, 2 0 | 200.67 | EA | 0
PTC2V2QW | Canada | CAD | MOLD,CABLE HORZ THRU PARA | 329.2 | EA | 0
LPC124 | Canada | CAD | CABLE,CU,SMOOTH WEAVE,40 | 6.37 | EA | 0
SBS10 | Canada | CAD | SLEEVE,BOND,FIELD MADE | 0.86 | EA | 0
534026PDI34 | Canada | CAD | FLEXIBAR,ADV,5X32X1MM,PDI | 213.67 | EA | 0
SCB9503APLUS | Canada | CAD | CADWELD PLUS F80,#950, | 187.89 | EA | 0
HDVSC2GV3C | Canada | CAD | MOLD,CABLE TO VERT STL,45 | 276.78 | EA | 0
RPS50NEORUB | Canada | CAD | PROTECTOR,RUBBER,NEOPRENE | 0.54 | EA | 0
GTCP190Y7 | Canada | CAD | MOLD,CABLE TO GRD ROD,VER | 276.78 | EA | 0
551020 | Canada | CAD | BUSBAR SUPPORT UBS 4/5 T | 250.32 | EA | 0
EGBA142120EE | Canada | CAD | BAR,GRD BUS,1/4 X 2 X 120 | 1150.5 | EA | 0
CMC16PAJ | Canada | CAD | MOLD,BUS TO GRD ROD,VERT | 276.78 | EA | 0
GUYKIT4M/GRIP | Canada | CAD | RING,KIT,GUYING,4 MAX HGT | 1158.38 | EA | 0
PTC1K1K | Canada | CAD | MOLD,CABLE, HORZ THRU PAR | 276.78 | EA | 0
510100 | Canada | CAD | BRAID,CU,TINNED,50 M LG, | 2.67 | MR | 0
561790 | Canada | CAD | METAL SPACER M6 X 40 | 1.6 | EA | 0
534020TSL08 | Canada | CAD | FLEXIBAR,ADV, 6X24X1,TSL | 203.31 | EA | 0
534034GE36 | Canada | CAD | FLEXIBAR,ADV,6X40X1MM,GE, | 251.06 | EA | 0
TAC2G1LW | Canada | CAD | MOLD,CABLE,HORZ TEE,W/WP | 355.41 | EA | 0
CMC18CAL | Canada | CAD | MOLD,BUS TO GRD ROD,VERT | 276.78 | EA | 0
PB13TP2Q175CR | Canada | CAD | MOLD,CABLE TO RAIL,HORZ T | 271.52 | EA | 0
GROUNDING/PROTO | Canada | CAD | GROUNDING PROTOTYPE PARTS | 0.1 | EA | 0
TACY6Y4 | Canada | CAD | MOLD,CABLE,HORZ TEE | 276.78 | EA | 0
VSCT2 | Canada | CAD | MOLD,CABLE TO VERT STL,45 | 276.78 | EA | 0
GRT14B1H | Canada | CAD | MOLD,CABLE TO GRD ROD,VER | 269.61 | EA | 0
LPS416 | Canada | CAD | POINT,SS,INDUSTRIAL STACK | 295.07 | EA | 0
LPC426 | Canada | CAD | POINT,CU,BARE,INDUSTRIAL | 439.4 | EA | 0
556670 | Canada | CAD | BRAID,PREFAB,100X23X1.5MM | 5.67 | EA | 0
EGBA14248BB | Canada | CAD | BAR,GRD BUS,1/4 X 2 X 48 | 471.9 | EA | 0
534026SE02 | Canada | CAD | FLEXIBAR,ADV,5X32X1MM,SE, | 254.76 | EA | 0
534007CH25 | Canada | CAD | FLEXIBAR,ADV,4X15.5X0.8MM | 90.25 | EA | 0
TAD4Y2V | Canada | CAD | MOLD,CABLE,HORZ TEE | 586.79 | EA | 0
B1643Q | Canada | CAD | PLATE,GRD,500 - 4 HOLE NE | 96.85 | EA | 0
A800A23F | Canada | CAD | CABLE,CU,BARE,4/0 CONC,7 | 16.02 | EA | 0
LPC37212 | Canada | CAD | BOLT,U,AIR TERMINAL CASTI | 52.35 | EA | 0
VWR163A | Canada | CAD | MOLD,CABLE TO GRD ROD,VER | 376.08 | EA | 0
LPA249ST | Canada | CAD | AL,BLUNT,5/8 X 60IN | 54.73 | EA | 0
HSCY5 | Canada | CAD | MOLD,CABLE TO HORZ STL, | 276.78 | EA | 0
EGBA14248GG | Canada | CAD | BAR,GRD BUS,1/4 X 2 X 48 | 471.9 | EA | 0
PTC2L2C | Canada | CAD | MOLD,CABLE,HORZ THRU | 276.78 | EA | 0
534041PHM22 | Canada | CAD | FLEXIBAR,ADV,8X50X1MM,PHM | 209.61 | EA | 0
534056ABB08 | Canada | CAD | FLEXIBAR,ADV,6X100X1,ABB, | 517.44 | EA | 0
534027AB16 | Canada | CAD | FLEXIBAR,ADV,6X32X1MM,AB, | 213.38 | EA | 0
534041KOM14 | Canada | CAD | FLEXIBAR,ADV,8X50X1MM,KOM | 234.33 | EA | 0
EL43TP8ES | Canada | CAD | COUPLER,LENTON,POSITION, | 345.34 | EA | 0
PB20TA3QC3QC | Canada | CAD | MOLD,CABLE,HORZ TEE | 199.84 | EA | 0
VNC1TRH1.25 | Canada | CAD | MOLD,CABLE TO VERT STL, | 276.78 | EA | 0
EL12SAQ | Canada | CAD | COUPLER,LENTON,SA,#4, | 23.78 | EA | 0
SBS3086S120WT | Canada | CAD | BOND,TEMPORARY SIGNAL,3/1 | 148.93 | EA | 0
SIM40C2316 | Canada | CAD | MAST 40MM DIAM X 2M, 316 | 531.95 | EA | 0
LC32B12D | Canada | CAD | SLEEVE,B12 SERIES,32MM, | 256.65 | EA | 0
FLXPQUR0002 | Canada | CAD | FLEXIBAR,ADV,6X15.5X0.8MM | 180.97 | EA | 0
GUYTHIMBLE | Canada | CAD | SUPPORT,GUYING,THIMBLE | 2.99 | EA | 0
TAC2GS1 | Canada | CAD | MOLD,CABLE,HORZ TEE | 276.78 | EA | 0
XL400 | Canada | CAD | WELD METAL,ALLOY,F20,EXOL | 152.76 | EA | 0
GYE181V | Canada | CAD | MOLD,CABLE TO GRD ROD,VER | 775.14 | EA | 0
EL40D6 | Canada | CAD | COUPLER,LENTON TERMINATOR | 56.13 | EA | 0
RBVA9095M | Canada | CAD | BASIN,POURING,#18 VERTICA | 782.26 | EA | 0
EGBA14348CC | Canada | CAD | BAR,GRD BUS,1/4 X 3 X 48 | 596.7 | EA | 0
LPC152 | Canada | CAD | CABLE,CU,MINI SMOOTH | 13.83 | EA | 0
LPPED | Canada | CAD | LIGHTNING PROTECTION MAST | 2093.4 | EA | 0
585278ADV | Canada | CAD | KIT,FLEXIBAR,ADV,3X20X1MM | 168.48 | EA | 0
554280 | Canada | CAD | BRAID,EARTH,SS,16MM2,CPI | 21.45 | EA | 0
PB10GT182C | Canada | CAD | MOLD,CABLE TO GRD ROD,VER | 199.84 | EA | 0
SBTBS3318 | Canada | CAD | BOND,SWITCH,3/16 BARE 18 | 14.37 | EA | 0
534031IR06 | Canada | CAD | FLEXIBAR,ADV,3X40X1MM,IR | 223.25 | EA | 0
LJC2G006 | Canada | CAD | MOLD,CABLE TO BUS/LUG, | 276.78 | EA | 0
PBW32S15WSRH | Canada | CAD | BOND KIT,WEB,STUB END W/S | 80.7 | EA | 0
XBV3Q2QHQ | Canada | CAD | MOLD,CABLE,HORZ X LAPPED | 1215.58 | EA | 0
EGGBC14424QQS2 | Canada | CAD | BUSBAR,GRD,STL,1/4X4X24, | 367.15 | EA | 0
550600 | Canada | CAD | BUSBAR,CU,20X5X4000MM | 304.97 | EA | 0
812M24SMR5 | Canada | CAD | CLIP,1 IN CONDUIT 1/8 TO | 14.54 | EA | 0
GRB1006 | Canada | CAD | BUSBAR,ASSY,1/4 X 2 X 6 | 27.01 | EA | 0
T375U | Canada | CAD | KIT,STAPLE,CLAMP,PVC,TIE, | 4.69 | EA | 0
GYR16Y2 | Canada | CAD | MOLD,CABLE TO GRD ROD,VER | 376.08 | EA | 0
B102EGBLK | Canada | CAD | LUG,CU,1/4 X 1 1/2 W/2-9/ | 42.74 | EA | 0
HTC2Q | Canada | CAD | MOLD,CABLE TO HORZ STL,HO | 276.78 | EA | 0
EL57T25A2 | Canada | CAD | COUPLER,LENTON STANDARD,# | 160.28 | EA | 0
PCC1Y1H | Canada | CAD | MOLD,CABLE, HORZ TAP PARA | 276.78 | EA | 0
EL3622P9 | Canada | CAD | COUPLER,LENTON,POSITION | 150.6 | EA | 0
RHH56Y2 | Canada | CAD | MOLD,CABLE TO REBAR,HORZ | 484.97 | EA | 0
534058GE04 | Canada | CAD | FLEXIBAR,ADV,10X100X1,GE | 2286.3 | EA | 0
585204ADV | Canada | CAD | KIT,FLEXIBAR,ADV,EATON, | 90.99 | EA | 0
GFCP160Y1 | Canada | CAD | MOLD,CABLE TO GRD ROD,HOR | 276.78 | EA | 0
PB10GR162G | Canada | CAD | MOLD,CABLE TO GRD ROD,VER | 199.84 | EA | 0
PTC9E9E | Canada | CAD | MOLD,CABLE, HORZ THRU PAR | 276.78 | EA | 0
EL2012A2 | Canada | CAD | COUPLER,LENTON STANDARD, | 44.16 | EA | 0
RBVB17075D | Canada | CAD | BASIN,POURING,#9 VERTICAL | 782.26 | EA | 0
615883 | Canada | CAD | ROD,GRD,5/8X8,CU BONDED | 56.47 | EA | 0
EGBA38460NN | Canada | CAD | BUSBAR,GRD,CU,3/8X4X60,NN | 971.1 | EA | 0
RJE582C | Canada | CAD | MOLD,CABLE TO REBAR,VERT | 775.14 | EA | 0
568678 | Canada | CAD | EARTHING & NEUTRAL BUSBAR | 6.98 | EA | 0
VVFY8 | Canada | CAD | MOLD,CABLE TO VERT STL,VE | 659.46 | EA | 0
557190 | Canada | CAD | LUG,TINNED,CU,PB25,15-25, | 2.41 | EA | 0
GTT14A1K | Canada | CAD | MOLD,CABLE TO GRD ROD,VER | 269.61 | EA | 0
LK5 | Canada | CAD | COUPLER,LENTON INTERLOK,# | 57.65 | EA | 0
WD95 | Canada | CAD | DIE,HAMMER,150MM2 & 300 C | 342.26 | EA | 0
NCR182Q | Canada | CAD | MOLD,CABLE TO GRD ROD,HOR | 376.08 | EA | 0
534026PDI31 | Canada | CAD | FLEXIBAR,ADV,5X32X1MM,PDI | 267.84 | EA | 0
GLCCET1 | Canada | CAD | MOLD,CABLE TO LUG,HORZ SP | 276.78 | EA | 0
549514 | Canada | CAD | SUPPORT,ALUMINUM | 34.53 | EA | 0
FLXPABB0040 | Canada | CAD | FLEXIBAR,ADV,3X20X1MM,ABB | 127.68 | EA | 0
FC080 | Canada | CAD | CLAMP, FENCE 3 IPS | 100.88 | EA | 0
LPA31912 | Canada | CAD | BASE,AL,OFFSET,1/2IN | 37.7 | EA | 0
MBA42 | Canada | CAD | MOLD,BLANK,150200 C PRICE | 255.2 | EA | 0
HLCEG | Canada | CAD | MOLD,BUS TO HORZ STL,TAP | 276.78 | EA | 0
558990 | Canada | CAD | TOOL,HYDRAULIC,SHEAR,RULE | 1734.71 | EA | 0
563840 | Canada | CAD | TD 100/125 ALL | 81.77 | EA | 0
HDGTD313Q | Canada | CAD | MOLD,CABLE TO GRD ROD,VER | 586.79 | EA | 0
563608 | Canada | CAD | BRAID,SHUNT,INSULATED, | 10.1 | EA | 0
LK6PKG | Canada | CAD | COUPLER,LENTON INTERLOK, | 57.65 | EA | 0
PCC2P2P | Canada | CAD | MOLD,CABLE, HORZ TAP PARA | 276.78 | EA | 0
VVR2CV3 | Canada | CAD | MOLD,CABLE TO VERT STL,VE | 376.08 | EA | 0
EGBA14436EE | Canada | CAD | BAR,GRD BUS,1/4 X 4 X 36 | 538.2 | EA | 0
SBS8TINSRD | Canada | CAD | BOND STRAND,INSUL,S8 3/16 | 3.54 | EA | 0
RBW402 | Canada | CAD | TOOL,WRENCH,RATCHET | 69.7 | EA | 0
545701 | Canada | CAD | PUMP,HYDRAULIC,& FOOT CON | 9999.99 | EA | 0
PTC2V2G | Canada | CAD | MOLD,CABLE, HORZ THRU PAR | 276.78 | EA | 0
GTC22Y8 | Canada | CAD | MOLD,CABLE TO GRD ROD,VER | 276.78 | EA | 0
RJE552L | Canada | CAD | MOLD,CABLE TO REBAR,VERT | 775.14 | EA | 0
XBM2Q1V | Canada | CAD | MOLD,CABLE,HORZ X LAPPED | 844.84 | EA | 0
EL22CFFW | Canada | CAD | LENTON,FORM SAVER,W/STEEL | 6.14 | EA | 0
534042BSE02 | Canada | CAD | FLEXIBAR,ADV,10X50X1,BSE | 257.96 | EA | 0
CAHAA1VM | Canada | CAD | MOLD,CABLE TO HORZ STL,HO | 119.87 | EA | 0
CCFR308 | Canada | CAD | CLAMP,BRASS | 25.13 | EA | 0
534060ABB08 | Canada | CAD | FLEXIBAR,ADV,10X120X1,ABB | 1194.92 | EA | 0
505649 | Canada | CAD | BUSBAR,SPECIAL,C11000 CU, | 315.46 | EA | 0
LPC496 | Canada | CAD | HOLDER,CU,CABLE,BARE LAY- | 76.28 | EA | 0
RBB592JA | Canada | CAD | SLEEVE,CADWELD,#4/#5 B-SE | 125.31 | EA | 0
XBM3D2C | Canada | CAD | MOLD,CABLE,HORZ X LAPPED | 844.84 | EA | 0
150F80 | Canada | CAD | WELD METAL,CADWELD,F80 | 44.47 | EA | 0
XL750 | Canada | CAD | WELD METAL,ALLOY,F20,EXOL | 189.62 | EA | 0
CMC14FAM | Canada | CAD | MOLD,BUS TO GRD ROD,VERT | 276.78 | EA | 0
LPC050IN0798.0 | Canada | CAD | CABLE,CU,SMOOTH WEAVE, | 27707.32 | EA | 0
GYE142Q | Canada | CAD | MOLD,CABLE TO GRD ROD,VER | 775.14 | EA | 0
508065 | Canada | CAD | BRAID,FLEXIBLE, | 3553.13 | EA | 0
B540C875T | Canada | CAD | BUSBAR,GRD,CU,3/8X6X36IN, | 540.28 | EA | 0
KUL | Canada | CAD | JUMPER,CONNECTOR,CDA 956 | 7.28 | EA | 0
LPC225LST | Canada | CAD | POINT,CU,BLUNT,1/2IN X | 96.79 | EA | 0
FLXPABB0013 | Canada | CAD | FLEXIBAR,ADV,10X50X1,ABB, | 625.92 | EA | 0
RJC522V | Canada | CAD | MOLD,CABLE TO REBAR,VERT | 276.78 | EA | 0
EL43TA32K | Canada | CAD | COUPLER,LENTON,STANDARD, | 255.39 | EA | 0
PBK266 | Canada | CAD | KIT,COACH SCREW | 462.06 | EA | 0
SSGR3412 | Canada | CAD | ROD,GRD,3/4IN X 12FT,SS | 390.98 | EA | 0
PBW5532LH | Canada | CAD | MOLD,RAIL,CABLE HORZ TO W | 177.31 | EA | 0
534026PDI24 | Canada | CAD | FLEXIBAR,ADV,5X32X1MM,PDI | 167.23 | EA | 0
RCE542Q | Canada | CAD | MOLD,CABLE TO REBAR,VERT | 775.14 | EA | 0
534015L3MP | Canada | CAD | FLEXIBAR,BUSBAR,MTO, | 99999.99 | EA | 0
505671 | Canada | CAD | BUSBAR,SPECIAL,C11000 CU | 22.74 | EA | 0
GT1141VPLUS | Canada | CAD | ONE-SHOT,CABLE TO GRD ROD | 32.72 | EA | 0
RJC521D | Canada | CAD | MOLD,CABLE TO REBAR,VERT | 276.78 | EA | 0
ELPG2.00 | Canada | CAD | LENTON, PROFILE GAGE, | 144.88 | EA | 0
GPECEHX3 | Canada | CAD | ELECTRODE,GRD PLATE,1/16X | 490.24 | EA | 0
PHR1T1L | Canada | CAD | MOLD,CABLE, VERT THRU PAR | 376.08 | EA | 0
SES200120/208 | Canada | CAD | PROTECTOR,SURGE,120/208V, | 6534.93 | EA | 0
558259 | Canada | CAD | BRAID IBS 50-130-10 | 5.21 | EA | 0
HSC2Q001W | Canada | CAD | MOLD,CABLE TO HORZ STL,HO | 302.99 | EA | 0
SBTBJ3648 | Canada | CAD | BOND,JUMPER,3/16 & 1 1/2 | 22.82 | EA | 0
GRC163D | Canada | CAD | MOLD,CABLE TO GRD ROD,VER | 276.78 | EA | 0
VBCY5 | Canada | CAD | MOLD,CABLE TO VERT STL,VE | 276.78 | EA | 0
GYE332QM | Canada | CAD | MOLD,CABLE TO GRD ROD,VER | 561.05 | EA | 0
VNC1VLH2 | Canada | CAD | MOLD,CABLE TO VERT STL,HO | 276.78 | EA | 0
569041 | Canada | CAD | DISTRIBUT BLOCK UDF 250A | 42.56 | EA | 0
VSC3Q | Canada | CAD | MOLD,CABLE TO VERT STL,45 | 276.78 | EA | 0
PBWT202JLH | Canada | CAD | WELDER,ASSY,2/0 RLAY TYPE | 302.52 | EA | 0
TAC3H2Q | Canada | CAD | MOLD,CABLE,HORZ TEE | 276.78 | EA | 0
SBK341 | Canada | CAD | RISER,BOOTLEG,KIT,W/ RAIL | 149.24 | EA | 0
EL12P14LSS | Canada | CAD | COUPLER,LENTON,POSITION, | 219.05 | EA | 0
PB20PP2CPS | Canada | CAD | MOLD,CABLE,HORZ ELL | 199.84 | EA | 0
534031PMR06 | Canada | CAD | FLEXIBAR,ADV,3X40X1,PMR | 114.47 | EA | 0
EGBA14448FF | Canada | CAD | BAR,GRD BUS,1/4 X 4 X 48, | 721.5 | EA | 0
MBB15 | Canada | CAD | MOLD,BLANK,C PRICE 250300 | 237.59 | EA | 0
ERICORE026T | Canada | CAD | DOWNCONDUCTOR,LIGHTNING, | 6072.48 | EA | 0
534007EA04 | Canada | CAD | FLEXIBAR,ADV,4X15.5X0.8MM | 149.63 | EA | 0
PTC2C1G | Canada | CAD | MOLD,CABLE,HORZ THRU PARA | 276.78 | EA | 0
CASST1A | Canada | CAD | MOLD,CABLE,HORZ SPLICE | 269.61 | EA | 0
PTC2P2Q | Canada | CAD | MOLD,CABLE, HORZ THRU PAR | 276.78 | EA | 0
T432 | Canada | CAD | TOOL,CADWELD,GAP,304 SS | 450.66 | EA | 0
EL43TD6ES | Canada | CAD | COUPLER,LENTON,#14 TERMIN | 108.08 | EA | 0
613400LH01 | Canada | CAD | ROD,GRD,3/4X10,CU BONDED | 50.18 | EA | 0
LJCEG2P | Canada | CAD | MOLD,CABLE TO BUS/LUG,HOR | 276.78 | EA | 0
TADY0W0 | Canada | CAD | MOLD,CABLE HORZ TEE | 586.79 | EA | 0
A238EB2S12LH | Canada | CAD | CLAMP,FENCE,4/0 X 12 IN F | 343.84 | EA | 0
LPC120200 | Canada | CAD | CABLE,CU,SMOOTH WEAVE,29 | 4.72 | FT | 0
GYF18Y9 | Canada | CAD | MOLD,CABLE TO GRD ROD,VER | 659.46 | EA | 0
534006 | Canada | CAD | FLEX ADV2MTC 2X15,5X0,8 | 92.44 | EA | 0
NCR182D | Canada | CAD | MOLD,CABLE TO GRD ROD, | 376.08 | EA | 0
TAD4Y4L | Canada | CAD | MOLD,CABLE,HORZ TEE | 586.79 | EA | 0
GRCC312G | Canada | CAD | MOLD,CABLE TO GRD ROD,VER | 276.78 | EA | 0
534036RIV04 | Canada | CAD | FLEXIBAR,ADV,10X40X1,RIV, | 426.76 | EA | 0
ERICORE1500U | Canada | CAD | DOWNCONDUCTOR,LIGHTNING, | 31241.28 | EA | 0
EL22CPPW | Canada | CAD | LENTON,PLUG,PLASTIC,#7, | 6.2 | EA | 0
534059ABB05 | Canada | CAD | FLEXIBAR,ADV,12X100X1,ABB | 598.82 | EA | 0
545820 | Canada | CAD | PUNCH,TOOL,18MM | 284.4 | EA | 0
PB10GLGG3S | Canada | CAD | MOLD,CABLE TO LUG,HORZ SP | 271.52 | EA | 0
B852A12C2Q144TH | Canada | CAD | SIGNAL,MAST,KIT GRD STRAP | 538.23 | EA | 0
VTP1L003M | Canada | CAD | MOLD,CABLE TO VERT STL,HO | 205.88 | EA | 0
SST1Q | Canada | CAD | MOLD,CABLE,HORZ SPLICE | 269.61 | EA | 0
TAC2V1H | Canada | CAD | MOLD,CABLE,HORZ TEE | 276.78 | EA | 0
TACY0Y7 | Canada | CAD | MOLD,CABLE,HORZ TEE | 276.78 | EA | 0
504980 | Canada | CAD | BUSBAR,SUPPORT,ALUMINIUM | 246.13 | EA | 0
EGBA14412DG | Canada | CAD | BAR,GRD BUS,1/4 X 4 X 12 | 195 | EA | 0
558252ADV | Canada | CAD | BRAID, SHUNT,INSULATED | 148.62 | EA | 0
534032L3MP | Canada | CAD | FLEXIBAR,BUSBAR,MTO, | 152163.15 | EA | 0
VSC2S | Canada | CAD | MOLD,CABLE TO VERT STL,45 | 276.78 | EA | 0
NDR152G | Canada | CAD | MOLD,CABLE TO GRD ROD,HOR | 376.08 | EA | 0
SBPG11LPLUS | Canada | CAD | ONE SHOT,#3 SOL THRU #6 | 27.22 | EA | 0
PBCT9S5RHX | Canada | CAD | FRAME,WELDER,2/0 COMPOSIT | 449.81 | EA | 0
PB80LS3QJK003 | Canada | CAD | MOLD,CABLE TO BUS/LUG,HOR | 906.82 | EA | 0
545950 | Canada | CAD | PUNCH,BOLT,5/16IN,1/4 | 183 | EA | 0
ERICORE054T | Canada | CAD | DOWNCONDUCTOR,LIGHTNING, | 10531.83 | EA | 0
ARC2210SS | Canada | CAD | COUPLER,ASSY,WITH AIR TER | 162.12 | EA | 0
LPCAR0510 | Canada | CAD | TERMINAL,AIR,500MM,10MM D | 45.68 | EA | 0
XAC2G2C | Canada | CAD | MOLD,CABLE,HORZ X SAME PL | 276.78 | EA | 0
555234_B | Canada | CAD | MBJ 16-1016-8 | 9.55 | EA | 0
GTC182GHQ | Canada | CAD | MOLD,CABLE TO GRD ROD,VER | 276.78 | EA | 0
EL16D6MG | Canada | CAD | COUPLER,LENTON TERMINATOR | 27.43 | EA | 0
EL20P13L | Canada | CAD | COUPLER,LENTON,P13L,20MM, | 138.81 | EA | 0
534036ABBI11 | Canada | CAD | FLEXIBAR,ADV,10X40X1,ABBI | 249.57 | EA | 0
RBWS2224M | Canada | CAD | BASIN,POURING,#18 75 DEGR | 643.83 | EA | 0
LACY4CAJ | Canada | CAD | MOLD,CABLE TO BUS/LUG,HOR | 276.78 | EA | 0
SSC3QHQ | Canada | CAD | MOLD,CABLE,HORZ SPLICE,HY | 276.78 | EA | 0
FJ2G168 | Canada | CAD | JUMPER,SWAGED,2/0 CONC | 411.81 | EA | 0
CP58 | Canada | CAD | CLAMP,GRD ROD,SIL BRZ,STD | 4.54 | EA | 0
BMCPAJPAJ | Canada | CAD | MOLD,BUS BAR,HORZ TEE BAR | 276.78 | EA | 0
RB5X | Canada | CAD | COUPLER,CAPLUG, | 0.34 | EA | 0
VBC2V | Canada | CAD | MOLD,CABLE TO VERT STL,VE | 276.78 | EA | 0
RBHB1235J | Canada | CAD | BASIN,POURING,#14 HORIZ. | 689.23 | EA | 0
549530 | Canada | CAD | ASM CABS HARDWARE | 135.73 | EA | 0
62581M0CATU | Canada | CAD | CU/ST GR,14.2MM,250MCRN | 124.62 | EA | 0
PBK264 | Canada | CAD | KIT,RAIL,MOLD AND HARDWAR | 906.82 | EA | 0
XLSSC4L | Canada | CAD | MOLD,CABLE,HORZ SPLICE | 563.93 | EA | 0
GYJ333D | Canada | CAD | MOLD,CABLE TO GRD ROD, | 1147.17 | EA | 0
534007EA02 | Canada | CAD | FLEXIBAR,ADV,4X15.5X0.8MM | 164.23 | EA | 0
SBGT1181VPLUS | Canada | CAD | ONE SHOT,#3 STR THRU #1 | 33.36 | EA | 0
XBM2V2Q | Canada | CAD | MOLD,CABLE,HORZ X LAPPED | 844.84 | EA | 0
503210WE01 | Canada | CAD | BRAID,CU,TINNED,CUSTOM,2 | 152.6 | EA | 0
GYE162V | Canada | CAD | MOLD,CABLE TO GRD ROD,VER | 775.14 | EA | 0
RTH582Q | Canada | CAD | MOLD,CABLE TO REBAR,HORZ | 484.97 | EA | 0
VBC2QV1.50 | Canada | CAD | MOLD,CABLE TO VERT STL,VE | 276.78 | EA | 0
A931A004 | Canada | CAD | NAIL,ROOF,SMOOTH SHANK,AL | 0.21 | EA | 0
EL4 | Canada | CAD | CONNECTOR,LUG,MECHANICAL, | 8.44 | EA | 0
CC5A20INS | Canada | CAD | TDCC,154 STRAND,0.526IN | 3499.37 | EA | 0
549760 | Canada | CAD | BUSBAR,10 MM,PLAIN,2M PCB | 2285.67 | EA | 0
EL57TP9ES | Canada | CAD | COUPLER,LENTON POSITION,# | 340.05 | EA | 0
EL36P82400 | Canada | CAD | COUPLER,LENTON,POSITION | 376.2 | EA | 0
ML951B | Canada | CAD | DISCONNECT,QUICK,#CH604 | 84.74 | EA | 0
RJC53Y1 | Canada | CAD | MOLD,CABLE TO REBAR,VERT | 258.69 | EA | 0
PHJ3Q3QM | Canada | CAD | MOLD,CABLE,VERT THHRU PAR | 925.44 | EA | 0
LPC32138 | Canada | CAD | BASE,CU,STRAIGHT,3/8IN | 45.24 | EA | 0
M22152 | Canada | CAD | INSULATOR,3RD RAIL,70SYM, | 53.6 | EA | 0
TAC2Q2L | Canada | CAD | MOLD,CABLE,HORZ TEE | 276.78 | EA | 0
SBPAC3A | Canada | CAD | CONNECTOR,PLUG TRACK,3/16 | 7.51 | EA | 0
LPC221B | Canada | CAD | POINT,CU,BARE,1/2IN X 10 | 38.26 | EA | 0
VBC3A | Canada | CAD | MOLD,CABLE TO VERT STL,VE | 276.78 | EA | 0
A811K26F100 | Canada | CAD | STRIP,CU,26GA X 6 IN,100 | 1328.74 | EA | 0
B780 | Canada | CAD | MOLD/FRAME,ASSY EBV SMK6E | 1790.23 | EA | 0
48348TD | Canada | CAD | TIEDOWN,SS,3/4 X 8 | 211.54 | EA | 0
PQDM3200B208 | Canada | CAD | PQDM-5-2P-208V, FSPM3200B | 4073.45 | EA | 0
LPC664LA18 | Canada | CAD | CONNECTION,THRU,ROOF,W/PV | 132.25 | EA | 0
561145 | Canada | CAD | BLOCK,SPLICE,500AMP,TUNNE | 86.39 | EA | 0
LPP935 | Canada | CAD | BALL,GLASS,ORNAMENTAL, | 142.65 | EA | 0
534056ABB06 | Canada | CAD | FLEXIBAR,ADV,6X100X1,ABB, | 484.55 | EA | 0
GYJ184L | Canada | CAD | MOLD,CABLE TO GRD ROD,VER | 1147.17 | EA | 0
TAC3H3A | Canada | CAD | MOLD,CABLE,HORZ TEE | 276.78 | EA | 0
534036GE18 | Canada | CAD | FLEXIBAR,ADV,10X40X1MM,GE | 401.01 | EA | 0
PTC9F3H | Canada | CAD | MOLD,CABLE, HORZ THRU PAR | 276.78 | EA | 0
VSC3D | Canada | CAD | MOLD,CABLE TO VERT STL,45 | 276.78 | EA | 0
LPC247B | Canada | CAD | POINT,CU,BARE,5/8IN X | 147.65 | EA | 0
CAHBA1K6 | Canada | CAD | MOLD,CABLE TO HORZ CAST I | 168.64 | EA | 0
534047CPG02 | Canada | CAD | FLEXIBAR,ADV,8X63X1,PG | 365.95 | EA | 0
RRH542L | Canada | CAD | MOLD,CABLE TO REBAR,HORZ | 484.97 | EA | 0
EL2522A2ES | Canada | CAD | COUPLER,LENTON STANDARD,# | 84.76 | EA | 0
TAC2V8D | Canada | CAD | MOLD,CABLE,HORZ TEE | 276.78 | EA | 0
TAC2Q9B | Canada | CAD | MOLD,CABLE,HORZ TEE | 276.78 | EA | 0
A2314J | Canada | CAD | SLEEVE,COUPLER,3/16 X #9 | 2.68 | EA | 0
GYR162P | Canada | CAD | MOLD,CABLE TO GRD ROD,VER | 376.08 | EA | 0
ERICORE044T | Canada | CAD | DOWNCONDUCTOR,LIGHTNING, | 9142.33 | EA | 0
PBB125A01WH | Canada | CAD | FRAME,MOLD HANDLE,2 1/4 | 199.84 | EA | 0
VSC8E | Canada | CAD | MOLD,CABLE TO VERT STL,45 | 276.78 | EA | 0
VSCS1 | Canada | CAD | MOLD,CABLE TO VERT STL,45 | 276.78 | EA | 0
534014IR02 | Canada | CAD | FLEXIBAR,ADV,6X20X1MM,IR, | 245.06 | EA | 0
285107 | Canada | CAD | KIT,FLEXIBAR,ADV,EATON | 447.47 | EA | 0
LMCEG3Q | Canada | CAD | MOLD,CABLE TO BUS/LUG, | 276.78 | EA | 0
VSC2VV8 | Canada | CAD | MOLD,CABLE TO VERT STL | 276.78 | EA | 0
SB20136CWP | Canada | CAD | BOND KIT,JOINT HEAD,3/16 | 12.66 | EA | 0
RHH562G | Canada | CAD | MOLD,CABLE TO REBAR ,HORZ | 484.97 | EA | 0
PQM100120/208 | Canada | CAD | PROTECTOR,SURGE,PQM100,12 | 3290.52 | EA | 0
GRC162L | Canada | CAD | MOLD,CABLE TO GRD ROD,VER | 276.78 | EA | 0
LVCEG3Q | Canada | CAD | MOLD,CABLE TO BUS,HORZ CA | 276.78 | EA | 0
545905 | Canada | CAD | PUNCH,HOLDER,14-18-20 | 525.24 | EA | 0
SDT34 | Canada | CAD | THREADED DRILLING TIP | 12.06 | EA | 0
LJCEG2GL | Canada | CAD | MOLD,CABLE TO BUS/LUG,HOR | 276.78 | EA | 0
EGBC14196EE | Canada | CAD | BAR,GRD BUS,1/4 X 1 X 96 | 624 | EA | 0
CWP2J | Canada | CAD | CLAMP,WATER PIPE,BRZ 1-1/ | 28.94 | EA | 0
GRC16S7 | Canada | CAD | MOLD,CABLE TO GRD ROD,VER | 276.78 | EA | 0
PB10VB2GV1.50 | Canada | CAD | MOLD,CABLE TO VERT STL,VE | 199.84 | EA | 0
PTC3A2L | Canada | CAD | MOLD,CABLE, HORZ THRU PAR | 276.78 | EA | 0
BXB139J6 | Canada | CAD | BOX,ONELOOK,ERICO | 7.09 | EA | 0
HDPTF3Q3QW | Canada | CAD | MOLD,CABLE, HORZ THRU PAR | 711.88 | EA | 0
A239HC2S182C5RH | Canada | CAD | CLAMP,FENCE,4/0 FLEX,4/0 | 603.72 | EA | 0
MBH02 | Canada | CAD | MOLD,BLANK,152532 T PRICE | 484.97 | EA | 0
RJC522Q | Canada | CAD | MOLD,CABLE TO REBAR,VERT | 276.78 | EA | 0
560061 | Canada | CAD | PUNCH,STEEL,.281 W/DIE | 131.42 | EA | 0
FLXPCCN0003 | Canada | CAD | FLEXIBAR,ADV,6X15.5X0.8MM | 164.8 | EA | 0
TAC2L8D | Canada | CAD | MOLD,CABLE,HORZ TEE | 276.78 | EA | 0
549410 | Canada | CAD | BUSBAR,SUPPORT,BRACKET | 4.03 | EA | 0
NCRP130Y4 | Canada | CAD | MOLD,CABLE TO GRD ROD,HOR | 376.08 | EA | 0
534019SI06 | Canada | CAD | FLEXIBAR,ADV,5X24X1MM, | 302.67 | EA | 0
LJCEG3A | Canada | CAD | MOLD,CABLE TO BUS/LUG,HOR | 276.78 | EA | 0
EL16A2 | Canada | CAD | COUPLER,LENTON STANDARD,# | 18.14 | EA | 0
585285ADV | Canada | CAD | FLEXIBAR,KIT,ADV,5X20X1, | 325.08 | EA | 0
PCC2L1V | Canada | CAD | MOLD,CABLE, HORZ TAP PARA | 276.78 | EA | 0
HDPTD3A9HW | Canada | CAD | MOLD,CABLE, HORZ THRU PAR | 639.21 | EA | 0
LPS464 | Canada | CAD | JUMPER,SS,EYE TO EYE,LEAD | 605.28 | EA | 0
534010SE48 | Canada | CAD | FLEXIBAR,ADV,2X20X1,SE | 75.1 | EA | 0
EGBA14248NN | Canada | CAD | BAR,GRD BUS,1/4 X 2 X 48 | 471.9 | EA | 0
RDH552L | Canada | CAD | MOLD,CABLE TO REBAR,HORZ | 484.97 | EA | 0
XAC3A2G | Canada | CAD | MOLD,CABLE,HORZ X SAME PL | 276.78 | EA | 0
CAFCA1L | Canada | CAD | MOLD,CABLE,TO HORZ C.I.PI | 168.64 | EA | 0
563150 | Canada | CAD | KIT,BLOCK,DIST,TR125A | 166.92 | EA | 0
564150 | Canada | CAD | BRAID,SHUNT,POWER,TINNED, | 298.09 | EA | 0
SSC2Q8C | Canada | CAD | MOLD,CABLE,HORZ SPLICE | 276.78 | EA | 0
560111 | Canada | CAD | PUNCH,STEEL,.656 W/DIE | 131.42 | EA | 0
A927F185 | Canada | CAD | BOLT,HEX HEAD,1/4-20 X 1- | 1.22 | EA | 0
VSC2LV5C | Canada | CAD | MOLD,CABLE TO VERT STL,45 | 276.78 | EA | 0
B417AX | Canada | CAD | FRAME,ASSY,4 X 4 X 10 IN | 450.87 | EA | 0
MBK08 | Canada | CAD | MOLD,BLANK,STYLE K,2 3/8 | 1255.97 | EA | 0
SES160F480Y | Canada | CAD | SES, 160 KA, FILTER, | 765 | EA | 0
VTC2QV5C | Canada | CAD | MOLD,CABLE TO VERT STL,VE | 276.78 | EA | 0
557855 | Canada | CAD | RAIL,DIN,2M LG,7.5MM HIGH | 8 | EA | 0
EGBA14472CB | Canada | CAD | BUSBAR,GRD,CU,1/4X4X72,CB | 1064.7 | EA | 0
SBTBS3330 | Canada | CAD | BOND,KIT,SWITCH,3/16 BARE | 19.75 | EA | 0
534033L3MP | Canada | CAD | FLEXIBAR,BUSBAR,MTO, | 283.77 | EA | 0
ERICORE028T | Canada | CAD | DOWNCONDUCTOR,LIGHTNING, | 6413.58 | EA | 0
RRH552C | Canada | CAD | MOLD,CABLE TO REBAR,HORZ | 484.97 | EA | 0
SSC9B | Canada | CAD | MOLD,CABLE,HORZ SPLICE | 276.78 | EA | 0
PTCY3Y2 | Canada | CAD | MOLD,CABLE,HORZ THRU PARA | 276.78 | EA | 0
EGBC14213EB | Canada | CAD | BAR ASSY, GRD BUS, 1/4X2X | 118.3 | EA | 0
CAHBA1G18 | Canada | CAD | MOLD,CABLE TO HORZ CAST I | 168.64 | EA | 0
FLXPLAM0002 | Canada | CAD | FLEXIBAR,ADV,2X15.5X0.8MM | 409.46 | EA | 0
XLSSC2L | Canada | CAD | MOLD,CABLE,HORZ SPLICE | 328.55 | EA | 0
GRC372Q | Canada | CAD | MOLD,CABLE TO GRD ROD,VER | 276.78 | EA | 0
553580 | Canada | CAD | SPACER,FLEXIBAR,CLAMP PLA | 42.06 | EA | 0
RBWS1467M | Canada | CAD | BASIN,POURING,#18 STANDAR | 292.1 | EA | 0
569060 | Canada | CAD | BLOCK,SINGLE POLE,DISTRIB | 53.64 | EA | 0
534018RTH02 | Canada | CAD | FLEXIBAR,ADV,4X24X1,RTH | 275.6 | EA | 0
SBB852A8C1G96 | Canada | CAD | SIGNAL,MAST,KIT GRD STRAP | 180.45 | EA | 0
ML532 | Canada | CAD | PLATE,DECK,#4,ASSY | 549.68 | EA | 0
TAC8C2Q | Canada | CAD | MOLD,CABLE,HORZ TEE | 276.78 | EA | 0
CAVHP1V16 | Canada | CAD | MOLD,CABLE,TO VERT CAST | 304.14 | EA | 0
VBC2VV3 | Canada | CAD | MOLD,CABLE TO VERT STL,VE | 276.78 | EA | 0
EGBA14424JJ | Canada | CAD | BAR ASSY,GRD BUS,1/4X4X24 | 366.6 | EA | 0
TDSMPM277 | Canada | CAD | DIVERTER,SHUNT,TDS MOVTEC | 4328.81 | EA | 0
557470 | Canada | CAD | BRAID,ROUND,CU,75MMSQ,14M | 44.42 | MR | 0
EL3225P9ES | Canada | CAD | COUPLER,LENTON POSITION,# | 181.84 | EA | 0
ZCCSS17 | Canada | CAD | MOLD,CABLE,NO BUILD-UP | 276.78 | EA | 0
GYE162QM | Canada | CAD | MOLD,CABLE TO GRD ROD,VER | 561.05 | EA | 0
GT1182C | Canada | CAD | ONE-SHOT,CABLE TO GRD ROD | 33.77 | EA | 0
GYE312Q | Canada | CAD | MOLD,CABLE TO GRD ROD,VER | 775.14 | EA | 0
TAC3D3A | Canada | CAD | MOLD,CABLE,HORZ TEE | 276.78 | EA | 0
716932 | Canada | CAD | DIE,CRIMP,RK-M2,16MM2 | 398.44 | EA | 0
EGBA12424CC | Canada | CAD | BAR,GRD BUS,1/2 X 4 X 24 | 585 | EA | 0
716652 | Canada | CAD | LUG,CABLE,CU,RKS16/12 | 4.58 | EA | 0
RRH582L | Canada | CAD | MOLD,CABLE TO REBAR,HORZ | 484.97 | EA | 0
EL22A2SSN | Canada | CAD | COUPLER,LENTON STANDARD, | 137.04 | EA | 0
XLVFR2Q | Canada | CAD | MOLD,CABLE TO VERT STL, | 1041.46 | EA | 0
TGBF06L02P | Canada | CAD | TELECOM GROUDNING BUSBAR, | 106.6 | EA | 0
A12816A13 | Canada | CAD | ROD,SAMPLE,3 3/4 IN LONG, | 23.02 | EA | 0
534034GE10 | Canada | CAD | FLEXIBAR,ADV,6X40X1MM,GE, | 283.34 | EA | 0
EGBA38412AA | Canada | CAD | BAR,GRD BUS,3/8 X 4 X 12 | 210.6 | EA | 0
PBB490C6072LH | Canada | CAD | BOND,IMPD,ASS'Y,SIDE LEAD | 688.44 | EA | 0
EL32C3SWN | Canada | CAD | COUPLER,LENTON,SPECIAL, | 94.39 | EA | 0
VNC1VRH2 | Canada | CAD | MOLD,CABLE TO VERT STL,HO | 276.78 | EA | 0
S90-03-32 | Canada | CAD | TDS2502SR150A | 340.83 | EA | 0
LMCEG3D | Canada | CAD | MOLD,CABLE TO BUS/LUG, | 276.78 | EA | 0
553220 | Canada | CAD | CLAMP,BUSBAR,BC 50 | 46.16 | EA | 0
534029ABB16 | Canada | CAD | FLEXIBAR,ADV,10X32X1,ABB, | 162.11 | EA | 0
534041STB03 | Canada | CAD | FLEXIBAR,ADV,8X50X1,STB | 342.84 | EA | 0
LJCJG2G | Canada | CAD | MOLD,CABLE TO BUS/LUG,HOR | 276.78 | EA | 0
RRH58Y6 | Canada | CAD | MOLD,CABLE TO REBAR,HORZ | 484.97 | EA | 0
559681 | Canada | CAD | INSULATOR,2,1/2-13 X 5/8 | 4.41 | EA | 0
PB13ST3Q171CRRH | Canada | CAD | MOLD,CABLE TO RAIL,HORZ T | 271.52 | EA | 0
HDVVFY9 | Canada | CAD | MOLD,CABLE TO VERT STL,VE | 1215.58 | EA | 0
LPA528 | Canada | CAD | SPLICE,AL,CAST,CABLE, | 31.06 | EA | 0
LU32FT12D | Canada | CAD | LENTON ULTIMATE,FEMALE, | 33.56 | EA | 0
VBC3H | Canada | CAD | MOLD,CABLE TO VERT STL,VE | 276.78 | EA | 0
RBWS1500A | Canada | CAD | BASIN,POURING,#7 STANDARD | 440.8 | EA | 0
B101EEOL | Canada | CAD | LUG,CU,1/4 X 1 W/-19/16 H | 24.57 | EA | 0
RCE542C | Canada | CAD | MOLD,CABLE TO REBAR,VERT | 775.14 | EA | 0
RJC521V | Canada | CAD | MOLD,CABLE TO REBAR,VERT | 276.78 | EA | 0
LPA63512 | Canada | CAD | ADAPTER,AL,FLASHING FOR | 25.13 | EA | 0
534034ARZ28 | Canada | CAD | FLEXIBAR,ADV,6X40X1MM,ARZ | 340.35 | EA | 0
550640 | Canada | CAD | BUSBAR,CU,50X5X4000MM | 764.83 | EA | 0
RBT1418101HA | Canada | CAD | SLEEVE,CADWELD,#14/#18 T- | 301.44 | EA | 0
FLXPVE0001 | Canada | CAD | FLEXIBAR,ADV,10X120X1,VE, | 388.12 | EA | 0
HAAY1M | Canada | CAD | MOLD,CABLE TO HORZ STL,HO | 119.87 | EA | 0
MBA16 | Canada | CAD | MOLD,BLANK,C PRICE 90115 | 204.58 | EA | 0
EGBA38412GG | Canada | CAD | BAR,GRD BUS,3/8 X 4 X 12 | 210.6 | EA | 0
GTC169A | Canada | CAD | MOLD,CABLE TO GRD ROD,VER | 276.78 | EA | 0
534026PDI54 | Canada | CAD | FLEXIBAR,ADV,5X32X1MM,PDI | 130.34 | EA | 0
TACY4W1 | Canada | CAD | MOLD,CABLE HORZ TEE | 276.78 | EA | 0
505672 | Canada | CAD | BUSBAR,SPECIAL,C11000 CU | 19.85 | EA | 0
CAVHT1G16 | Canada | CAD | MOLD,CABLE TO VERT CAST I | 269.61 | EA | 0
S2V50 | Canada | CAD | MOLD,MOLD,HV CABLE SPLICE | 563.62 | EA | 0
LECY6CAJ | Canada | CAD | MOLD,CABLE TO BUS/LUG,HOR | 276.78 | EA | 0
BMCEAKEAK | Canada | CAD | MOLD,BUS BAR,HORZ TEE BAR | 276.78 | EA | 0
XBQ2Q2QL | Canada | CAD | MOLD,CABLE,HORZ X LAPPED, | 552.1 | EA | 0
RCE592L | Canada | CAD | MOLD,CABLE TO REBAR,VERT | 775.14 | EA | 0
171500 | Canada | CAD | CLIP, 4H24ST3 | 1.93 | EA | 0
CAHCA2GD | Canada | CAD | MOLD,CABLE TO HORZ STL,HO | 168.64 | EA | 0
TAC2V1E | Canada | CAD | MOLD,CABLE,HORZ TEE | 276.78 | EA | 0
VBC2J | Canada | CAD | MOLD,CABLE TO VERT STL,VE | 276.78 | EA | 0
LQJEH2C | Canada | CAD | MOLD,CABLE TO BUS/LUG,VER | 1147.17 | EA | 0
615880HA01UPC | Canada | CAD | ROD,GRD,5/8X8,CU CLAD,10 | 44.5 | EA | 0
LPLC482SH | Canada | CAD | FASTENER,LEAD,COV. 2-BOLT | 147.56 | EA | 0
TAC2Q3Q | Canada | CAD | MOLD,CABLE,HORZ TEE | 276.78 | EA | 0
LJCJG2V | Canada | CAD | MOLD,CABLE TO BUS/LUG,HOR | 276.78 | EA | 0
RDM512L | Canada | CAD | MOLD,CABLE TO REBAR,HORZ | 844.84 | EA | 0
GRC311L | Canada | CAD | MOLD,CABLE TO GRD ROD,VER | 276.78 | EA | 0
CSBCABDB062537 | Canada | CAD | CONCRETE DRILL BIT TYPE 1 | 13.84 | EA | 0
FLXPABB0073 | Canada | CAD | FLEXIBAR,ADV,8X32X1MM,ABB | 233.682 | EA | 0
HDTAC1L1L | Canada | CAD | MOLD,CABLE,HORZ TEE | 276.78 | EA | 0
LPC30912 | Canada | CAD | BASE,CU,POINT,1/2IN, | 64.64 | EA | 0
508048 | Canada | CAD | BRAID,FLEXIBLE, | 2961.35 | EA | 0
GYF333Q | Canada | CAD | MOLD,CABLE TO GRD ROD, | 659.46 | EA | 0
TAC1E1E | Canada | CAD | MOLD,CABLE,HORZ TEE | 276.78 | EA | 0
534026AMX07 | Canada | CAD | FLEXIBAR,ADV,5X32X1,AMX | 172.68 | EA | 0
GYE371L | Canada | CAD | MOLD,CABLE TO GRD ROD,VER | 775.14 | EA | 0
CAS20F | Canada | CAD | SLEEVE,CU,.240 ID X .302 | 1.25 | EA | 0
SPDS400120/208 | Canada | CAD | PROTECTOR,SURGE,TDX400S,3 | 7465.6 | EA | 0
A930H039 | Canada | CAD | PIN,DOWEL,3/16X3/4 IN,STL | 0.75 | EA | 0
B2131L15 | Canada | CAD | BOND,JUMPER LUG,1/8 X 1W/ | 91.9 | EA | 0
TAC1V2Q | Canada | CAD | MOLD,CABLE,HORZ TEE | 276.78 | EA | 0
SSC3D | Canada | CAD | MOLD,CABLE,HORZ SPLICE | 276.78 | EA | 0
ERICORE130U | Canada | CAD | DOWNCONDUCTOR,LIGHTNING, | 21525.22 | EA | 0
CASST1L | Canada | CAD | MOLD,CABLE,HORZ SPLICE | 269.61 | EA | 0
EL2825P9ES | Canada | CAD | COUPLER,LENTON POSITION,# | 174.7 | EA | 0
RBW7391411V | Canada | CAD | INSTALLATION KIT,EQUIP,#1 | 1920.58 | EA | 0
PLM2215 | Canada | CAD | INSULATOR,3RD RAIL,70SYM, | 180.91 | EA | 0
EGGBC14424QQ2A | Canada | CAD | BUSBAR,GROUND,ASSEMBLY | 341.33 | EA | 0
HDTAC2Q2GW | Canada | CAD | MOLD,CABLE,HORZ TEE WEAR | 355.41 | EA | 0
RBT91011 | Canada | CAD | SPLICE,KIT,#9 -1 CADWEL | 231.19 | EA | 0
LPC120LCTO | Canada | CAD | CABLE,CU,SMOOTH WEAVE,29 | 8.35 | EA | 0
RDH561L | Canada | CAD | MOLD,CABLE TO REBAR,HORZ | 484.97 | EA | 0
SBXST21A | Canada | CAD | WELDER,WEB BOND,3/16 XS,T | 595.44 | EA | 0
A130H | Canada | CAD | TUBING,HEAT SHRINK,#8 TO | 7.51 | EA | 0
XBZY7Y7 | Canada | CAD | MOLD,CABLE,HORZ X LAPPED | 793.75 | EA | 0
SBTBJ3338 | Canada | CAD | BOND,JUMPER,3/16 & 3/4 TA | 20.79 | EA | 0
LAC16EK | Canada | CAD | MOLD,CABLE TO BUS/LUG,HOR | 276.78 | EA | 0
RBWS1499F | Canada | CAD | BASIN,POURING,#11 STANDAR | 440.8 | EA | 0
PHR2G1T | Canada | CAD | MOLD,CABLE,VERT THRU | 376.08 | EA | 0
LQEGH1V | Canada | CAD | MOLD,CABLE TO BUS/LUG,VER | 775.14 | EA | 0
GYE161T | Canada | CAD | MOLD,CABLE TO GRD ROD,VER | 775.14 | EA | 0
685800S | Canada | CAD | ROD,GRD,SS,SECT,5/8X10 | 321.66 | EA | 0
LPC803 | Canada | CAD | STRAP,CU,CABLE,1/2IN WIDE | 1.22 | EA | 0
LPA554 | Canada | CAD | BASE,STAMPED,AND CAP ASSE | 15.04 | EA | 0
613400GAL01 | Canada | CAD | ROD,GRD,3/4X10,CU BONDED | 85.23 | EA | 0
PBW2C | Canada | CAD | MOLD,PAIR,CABLE HORZ TO W | 241.88 | EA | 0
534041KOM10 | Canada | CAD | FLEXIBAR,ADV,8X50X1MM,KOM | 126.96 | EA | 0
B852A12C1G96 | Canada | CAD | STRAP ASSY,SIGNAL MAST GR | 279.01 | EA | 0
631360FS01 | Canada | CAD | ROD,GRD,1/2X1800MM,CU BON | 37.34 | EA | 0
LPC700 | Canada | CAD | GROUND ROD,SOLID,CU | 259.49 | EA | 0
EL25D6SS | Canada | CAD | ANCHOR,LENTON,EMBEDMENT, | 103.2 | EA | 0
BMCEAJEAL | Canada | CAD | MOLD,BUS BAR,HORZ TEE BAR | 276.78 | EA | 0
PB10LA1HEK | Canada | CAD | MOLD,CABLE TO BUS/LUG,HOR | 271.52 | EA | 0
LPA221ST | Canada | CAD | POINT,AL,BLUNT,1/2 X 10IN | 15.51 | EA | 0
PQC50120/240 | Canada | CAD | PROTECTOR,SURGE,PQC50,120 | 1630.03 | EA | 0
ZZSERVICE | Canada | CAD | ITEM,MRO,SERVICES | 1.99 | EA | 0
557750 | Canada | CAD | RAIL,DIN,2M LG,5.5MM HIGH | 8.88 | EA | 0
534053RW27 | Canada | CAD | FLEXIBAR,ADV,10X80X1,RW | 370.33 | EA | 0
SPDM200480D | Canada | CAD | PQI, TDX200M480D | 6352.24 | EA | 0
XBZ3H3H | Canada | CAD | MOLD,CABLE,HORZ X LAPPED | 793.75 | EA | 0
554810 | Canada | CAD | POLY,SLEEVE,50 M,BLACK, | 3.03 | MR | 0
RRC51Y2 | Canada | CAD | MOLD,CABLE TO REBAR,HORZ | 276.78 | EA | 0
VSC1HV3 | Canada | CAD | MOLD,CABLE TO VERT STL,45 | 276.78 | EA | 0
VSC2VV2 | Canada | CAD | MOLD,CABLE TO VERT STL | 276.78 | EA | 0
SVR8D | Canada | CAD | MOLD,CABLE,VERT SPLICE | 376.08 | EA | 0
EGBB14424EE | Canada | CAD | BAR,GRD BUS,1/4 X 4 X 24 | 361.4 | EA | 0
VFC2C | Canada | CAD | MOLD,CABLE TO VERT STL,VE | 276.78 | EA | 0
PB10SS3S4X | Canada | CAD | MOLD,CABLE,HORZ SPLICE | 199.84 | EA | 0
LQRCAJ18 | Canada | CAD | MOLD,CABLE TO BUS/LUG, | 376.08 | EA | 0
534041KOM05 | Canada | CAD | FLEXIBAR,ADV,8X50X1MM,KOM | 422.89 | EA | 0
534026SE05 | Canada | CAD | FLEXIBAR,ADV,5X32X1MM,SE, | 266.2 | EA | 0
B180D1 | Canada | CAD | SCREW,SUBASSY,ADJUSTING, | 38.31 | EA | 0
SBTBJ3348B | Canada | CAD | BOND,JUMPER,3/16 & 3/4 TA | 20.03 | EA | 0
155350EMT01 | Canada | CAD | ROD,GRD,5/8X3.0M,CU BOND, | 61.83 | EA | 0
CAHBA1G3 | Canada | CAD | MOLD,CABLE,TO HORZ CAST I | 168.64 | EA | 0
ELPG1.25 | Canada | CAD | LENTON, PROFILE GAGE, | 144.88 | EA | 0
HDGTC162G | Canada | CAD | MOLD,CABLE TO GRD ROD,VER | 276.78 | EA | 0
LPC425 | Canada | CAD | POINT,CU,BARE,INDUSTRIAL | 371.33 | EA | 0
RBW346766 | Canada | CAD | FRAME,CRUCIBLE,6 IN | 697.45 | EA | 0
ERICORE031T | Canada | CAD | DOWNCONDUCTOR,LIGHTNING, | 6925.22 | EA | 0
A239HC2S242Q2LH | Canada | CAD | CLAMP,ASSY,FENCE&GATE.4/0 | 491.4 | EA | 0
534051 | Canada | CAD | FLEX ADV2MTC 6X80X1 | 897.74 | EA | 0
B277C1 | Canada | CAD | FRAME,ASSY,FOR SPLIT T MO | 56.67 | EA | 0
534034GE31 | Canada | CAD | FLEXIBAR,ADV,6X40X1MM,GE, | 186.86 | EA | 0
PBAUF43B20 | Canada | CAD | BOND ASSY,ARC WELD 3RD | 73.98 | EA | 0
A929H004 | Canada | CAD | WASHER,SEALING,3/8 NEOPRE | 5.17 | EA | 0
SX40SSY3003 | Canada | CAD | MOLD,CABLE,HORZ SPLICE | 1255.97 | EA | 0
EL32P8 | Canada | CAD | COUPLER,LENTON,POSITION, | 171.19 | EA | 0
RWR521V | Canada | CAD | MOLD,CABLE TO REBAR,VERT | 376.08 | EA | 0
TR58EP | Canada | CAD | GROUND ROD,PROTECTOR,5/8 | 17.24 | EA | 0
ADCOMP056 | Canada | CAD | BLUNT FINIAL TIP, D/SMKIV | 95.47 | EA | 0
HDTAC2V2V | Canada | CAD | MOLD,CABLE,HORZ TEE | 276.78 | EA | 0
534015TEC01 | Canada | CAD | FLEXIBAR,ADV,10X20X1,TECO | 53.56 | EA | 0
LPC55238 | Canada | CAD | LUG,CU,CAST,BONDING,3/8IN | 16.46 | EA | 0
RWE591V | Canada | CAD | MOLD,CABLE TO REBAR,VERT | 775.14 | EA | 0
VNC9DRH1.25 | Canada | CAD | MOLD,CABLE TO VERT STL,HO | 276.78 | EA | 0
PQM100277/480 | Canada | CAD | 100KA 277/480 MODULAR SUR | 3290.52 | EA | 0
615840GAL01 | Canada | CAD | ROD,GRD,5/8X4FT,CU BONDED | 10.31 | EA | 0
CAHAA2CA | Canada | CAD | MOLD,CABLE TO HORZ STL,HO | 168.64 | EA | 0
HSC2F | Canada | CAD | MOLD,CABLE TO HORZ STL,HO | 276.78 | EA | 0
503210IR03 | Canada | CAD | BRAID,CU,TIN,2INX5MM THK, | 127 | EA | 0
EGBA14410NN | Canada | CAD | BAR,GRD BUS,1/4 X 4 X 10, | 166.4 | EA | 0
E150MM2MM | Canada | CAD | DOWNCONDUCTOR,LIGHTNING | 40.44 | EA | 0
HVC14CU | Canada | CAD | MOLD,STUD TO VERT STL | 276.78 | EA | 0
554009 | Canada | CAD | JUMPER,CU,(1) 7X19X38/30A | 131.67 | EA | 0
SVR2G | Canada | CAD | MOLD,CABLE,VERT SPLICE | 376.08 | EA | 0
XBM2Q2CW | Canada | CAD | MOLD,CABLE,HORZ X LAPPED | 949.68 | EA | 0
PBB374S6C146 | Canada | CAD | BOND,IMPD CENTER LEAD,14. | 371.37 | EA | 0
563621 | Canada | CAD | BRAID,SHUNT,INSULATED, | 15.11 | EA | 0
RBT61012HA | Canada | CAD | SLEEVE,CADWELD,#6 -2 T | 118.53 | EA | 0
A238KD2S24RH | Canada | CAD | CLAMP,FENCE,4/0 X 24 IN F | 695.25 | EA | 0
LPA827 | Canada | CAD | STRAP,AL,TILE ROOF CAP | 13.98 | EA | 0
554386B | Canada | CAD | BRAID,SS,LUG,50MM2,BULK, | 91.21 | EA | 0
MBA13 | Canada | CAD | MOLD,BLANK,90115 C PRICE | 193.3 | EA | 0
TACY3Y1 | Canada | CAD | MOLD,CABLE,HORZ TEE | 276.78 | EA | 0
RBT911101 | Canada | CAD | SPLICE,KIT,#9/#11 CADWELD | 249.73 | EA | 0
XBM2Q2QMW | Canada | CAD | MOLD,CABLE,HORZ X LAPPED | 679.28 | EA | 0
534026PDI20 | Canada | CAD | FLEXIBAR,ADV,5X32X1MM,PDI | 154.88 | EA | 0
GNR183Q | Canada | CAD | MOLD,CABLE TO GRD ROD,VER | 376.08 | EA | 0
EGBA14415CC | Canada | CAD | BAR,GRD BUS,1/4 X 4 X 15 | 237.9 | EA | 0
534048L3MP | Canada | CAD | FLEXIBAR,BUSBAR,MTO, | 99999.99 | EA | 0
SBTBBU412B | Canada | CAD | BOND,BOOTLEG,3/16 TINNED, | 8.84 | EA | 0
PBW13S00148B | Canada | CAD | BOND,JOINT,500 RLAY INSUL | 220.62 | EA | 0
PTD3D3D | Canada | CAD | MOLD,CABLE, HORZ THRU PAR | 586.79 | EA | 0
LPC682 | Canada | CAD | PLATE,CU,CAST GROUND | 448.45 | EA | 0
561162 | Canada | CAD | POWER BLOCK SB 160AL | 19.19 | EA | 0
LPC292L3F2F | Canada | CAD | ADAPTER,CU,CPLG,3/8 FEM | 18.37 | EA | 0
LK320A | Canada | CAD | GROMMET,RUBBER,20MM FORM | 24.3 | EA | 0
RTH572Q | Canada | CAD | MOLD,CABLE TO REBAR,HORZ | 484.97 | EA | 0
815880I | Canada | CAD | GR ROD,GALV,POINTED,.625 | 34.01 | EA | 0
BWDPAM | Canada | CAD | MOLD,BUS/LUG TO VERT STL, | 586.79 | EA | 0
GYJ18D7 | Canada | CAD | MOLD,CABLE TO GRD ROD,VER | 1147.17 | EA | 0
LPC242 | Canada | CAD | POINT,CU,5/8IN X 12IN | 75.45 | EA | 0
545850 | Canada | CAD | 6.5X13 MM PUNCH | 396.49 | EA | 0
EGBA14512DD2CC | Canada | CAD | BAR ASSY,GRD BUS,1/4X5X12 | 330.97 | EA | 0
PCC2Q1A | Canada | CAD | MOLD,CABLE, HORZ TAP PARA | 276.78 | EA | 0
DSD110M275 | Canada | CAD | MODULE, DSD, 275V, 10KA | 69.38 | EA | 0
LPC241BST | Canada | CAD | POINT,CU,BLUNT BARE,5/8IN | 44.28 | EA | 0
ERICORE040T | Canada | CAD | DOWNCONDUCTOR,LIGHTNING, | 9199.37 | EA | 0
LJCEAL2V | Canada | CAD | MOLD,CABLE TO BUS/LUG,HOR | 276.78 | EA | 0
CAHCA1HB | Canada | CAD | MOLD,CABLE TO HORZ STL,HO | 168.64 | EA | 0
534026PDI41 | Canada | CAD | FLEXIBAR,ADV,5X32X1MM,PDI | 130.01 | EA | 0
RJE551L | Canada | CAD | MOLD,CABLE TO REBAR,VERT | 775.14 | EA | 0
RJC542G | Canada | CAD | MOLD,CABLE TO REBAR,VERT | 276.78 | EA | 0
RJE582Q | Canada | CAD | MOLD,CABLE TO REBAR,VERT | 775.14 | EA | 0
SBT031DJ | Canada | CAD | TOOL,COMPRESSION | 546.77 | EA | 0
RRA521L | Canada | CAD | MOLD,CABLE TO REBAR,HORZ | 168.64 | EA | 0
508058 | Canada | CAD | BRAID,FLEXIBLE, | 3714.82 | EA | 0
GR1141G | Canada | CAD | ONE-SHOT,CABLE TO GRD ROD | 23.52 | EA | 0
BACCAL | Canada | CAD | MOLD,BUS BAR,HORZ SPLICE | 276.78 | EA | 0
PB70SC3B001M | Canada | CAD | MOLD,CABLE,HORZ SPLICE SI | 476.13 | EA | 0
22123P | Canada | CAD | HOUSING,FLEX SHAFT,12 FT | 743.07 | EA | 0
RBS31571 | Canada | CAD | CHAIN,CADWELD,STUD | 14.36 | EA | 0
RBT811101 | Canada | CAD | SPLICE,KIT,#8/#11 CADWELD | 238.23 | EA | 0
NDR182Q | Canada | CAD | MOLD,CABLE TO GRD ROD,HOR | 376.08 | EA | 0
XLVSC1VV3C | Canada | CAD | MOLD,CABLE TO VERT STL,45 | 328.55 | EA | 0
561800 | Canada | CAD | METAL SPACER M6 X 50 | 1.79 | EA | 0
HDHTC2G | Canada | CAD | MOLD,CABLE TO HORZ STL,HO | 276.78 | EA | 0
EL16SADCF | Canada | CAD | COUPLER,LENTON,SA,#5 | 26.45 | EA | 0
B540C879T | Canada | CAD | BUSBAR,GRD,CU,3/8X6X31.5, | 481.87 | EA | 0
PB13ST2GLH | Canada | CAD | MOLD,CABLE TO RAIL,HORZ T | 271.52 | EA | 0
GNR222Q | Canada | CAD | MOLD,CABLE TO GRD ROD,VER | 376.08 | EA | 0
549518 | Canada | CAD | BRACKET,KIT,CABS,M-BRACKE | 35.43 | EA | 0
EL36S5 | Canada | CAD | COUPLER,LENTON,STRAIGHT | 77.83 | EA | 0
LPLC445 | Canada | CAD | SPLICE,CU,CABLE,TEE,LEAD | 165.24 | EA | 0
LPC48034LG | Canada | CAD | FASTENER,CU,BARE POINT, | 85.45 | EA | 0
HDPTD3Q9F | Canada | CAD | MOLD,CABLE,HORZ THRU PARA | 586.79 | EA | 0
568810 | Canada | CAD | BLOCK,JUNCTION,PEN-D 300 | 191.23 | EA | 0
TAD3X3QHQ | Canada | CAD | MOLD,CABLE,HORZ TEE | 586.79 | EA | 0
PB13TP2L | Canada | CAD | MOLD,CABLE TO RAIL,HORZ T | 271.52 | EA | 0
556640 | Canada | CAD | BRAID,PREFAB,200X15X1.5MM | 5.62 | EA | 0
534528 | Canada | CAD | IBS ADV 240-530-12 | 234.86 | EA | 0
VTC2QW | Canada | CAD | MOLD,CABLE TO VERT STL,HO | 329.2 | EA | 0
615880 | Canada | CAD | ROD,GRD,5/8X8,CU BONDED | 48.59 | EA | 0
HDGNF169F | Canada | CAD | MOLD,CABLE TO GRD ROD,VER | 659.46 | EA | 0
EGBA14420CBT | Canada | CAD | BAR,ASSY,GRD BUS,1/4 X 4 | 361.4 | EA | 0
534029ABB03 | Canada | CAD | FLEXIBAR,ADV,10X32X1,ABB, | 118.7 | EA | 0
TACY6Y9 | Canada | CAD | MOLD,CABLE,HORZ TEE | 276.78 | EA | 0
A109BW | Canada | CAD | CABLE,SAMPLE,8 IN LONG,4/ | 9 | EA | 0
534517 | Canada | CAD | IBS ADV 120-630-10 | 129.55 | EA | 0
PB99LS3S007 | Canada | CAD | MOLD,CABLE TO BUS/LUG,HOR | 844.84 | EA | 0
EGBA14216HH | Canada | CAD | BAR,GRD BUS,1/4 X 2 X 16, | 169 | EA | 0
EGBB14318CB | Canada | CAD | BUSBAR,GRD,CU,1/4X3X18,CB | 228.8 | EA | 0
EL28C3SL050Q | Canada | CAD | COUPLER,LENTON,WELDABLE, | 128.2 | EA | 0
EGBA14412MMT | Canada | CAD | BAR,GRD BUS,1/4 X 4 X 12, | 226.2 | EA | 0
554890 | Canada | CAD | POLY,SLEEVE,ZIPFLEX,50M, | 4.46 | MR | 0
SES320B480D | Canada | CAD | SES, 320KA, BASIC, 480V | 1641.98 | EA | 0
LPC201BST | Canada | CAD | POINT,CU,BLUNT BARE,3/8IN | 22.97 | EA | 0
VSC1VV4 | Canada | CAD | MOLD,CABLE TO VERT STL,45 | 276.78 | EA | 0
LPA272CTO | Canada | CAD | ROD,SOLID EXTENSION,AL,1/ | 28.13 | EA | 0
ERICORE011T | Canada | CAD | DOWNCONDUCTOR,LIGHTNING, | 3514.32 | EA | 0
SBS17CBARE | Canada | CAD | CABLE,SIGNAL,S17 5/16 100 | 8.46 | EA | 0
CAHBA1L6 | Canada | CAD | MOLD,CABLE TO HORZ CAST I | 168.64 | EA | 0
FDS22 | Canada | CAD | PROTECTOR,DIN MOUNT SURGE | 291.12 | EA | 0
A928C013 | Canada | CAD | NUT,HEX JAM,14-24NS 2B,ST | 0.48 | EA | 0
508022 | Canada | CAD | BRAID,FLEXIBLE, | 675.26 | EA | 0
LPC451 | Canada | CAD | LUG,CU,TERMINAL BONDING, | 81.04 | EA | 0
XACY6Y5 | Canada | CAD | MOLD,CABLE,HORZ X SAME PL | 276.78 | EA | 0
SSC2V | Canada | CAD | MOLD,CABLE,HORZ SPLICE | 276.78 | EA | 0
RBWS1537J | Canada | CAD | BASIN,POURING,#14 45 DEGR | 618.9 | EA | 0
CAHBA1X | Canada | CAD | MOLD,CABLE,TO HORZ CAST I | 168.64 | EA | 0
GYE162G | Canada | CAD | MOLD,CABLE TO GRD ROD,VER | 775.14 | EA | 0
EL18CIPS | Canada | CAD | PROTECTOR,THREAD,INTERNAL | 0.24 | EA | 0
ERICORE090T | Canada | CAD | DOWNCONDUCTOR,LIGHTNING, | 16492.66 | EA | 0
GYE222VW | Canada | CAD | MOLD,CABLE TO GRD ROD,VER | 853.76 | EA | 0
ECRH102G5D | Canada | CAD | GROUND ROD,ASSY,KIT,10FT, | 2735.79 | EA | 0
EL16CPPW | Canada | CAD | LENTON,PLUG,PLASTIC,#5, | 6.16 | EA | 0
LPC533L | Canada | CAD | PLATE,CU,STAMPED,BONDING | 51.92 | EA | 0
CAFSA2G | Canada | CAD | MOLD,CU TUBE TO BUS,VERT | 168.64 | EA | 0
SSC1E | Canada | CAD | MOLD,CABLE,HORZ SPLICE | 276.78 | EA | 0
XBV3D3D | Canada | CAD | MOLD,CABLE,HORZ X LAPPED | 1215.58 | EA | 0
LPA241 | Canada | CAD | POINT,AL,5/8 X 10IN | 19.46 | EA | 0
HSC2Q1.50 | Canada | CAD | MOLD,CABLE TO HORZ STL,HO | 276.78 | EA | 0
PBW32W9 | Canada | CAD | BOND KIT,WEB,STUB END 250 | 61.83 | EA | 0
558247 | Canada | CAD | BRAID,SHUNT,INSUL,25MM SQ | 39.19 | EA | 0
VBC8C | Canada | CAD | MOLD,CABLE TO STL,VERT TA | 276.78 | EA | 0
GNT161K001M | Canada | CAD | MOLD,CABLE,TO GRD ROD,VER | 269.61 | EA | 0
EGBA18308LL2GDS | Canada | CAD | BAR,ASSY,GRD BUS,1/8X3X 8 | 190.06 | EA | 0
RBT6101HSA | Canada | CAD | SLEEVE,CADWELD,#6 T-SERIE | 91.48 | EA | 0
SBNX1161V | Canada | CAD | ONE-SHOT,CABLE TO GRD ROD | 34.2 | EA | 0
PB10LA3KEG | Canada | CAD | MOLD,CABLE TO BUS/LUG,HOR | 271.52 | EA | 0
PB13TP2C | Canada | CAD | MOLD,CABLE TO RAIL,HORZ T | 271.52 | EA | 0
ECM400 | Canada | CAD | CONNECTOR,LUG,CU,OFFSET T | 55.84 | EA | 0
PCC2Q1V | Canada | CAD | MOLD,CABLE,HORZ TAP PARAL | 276.78 | EA | 0
559685 | Canada | CAD | INS,2-1/8,5/8-11 X 5/8 | 7.09 | EA | 0
B277B3 | Canada | CAD | FRAME,ASSY,FOR SPLIT T MO | 53.61 | EA | 0
534034GE12 | Canada | CAD | FLEXIBAR,ADV,6X40X1MM,GE, | 251.06 | EA | 0
XLVSP1HM | Canada | CAD | MOLD,CABLE TO VERT STL,45 | 244.48 | EA | 0
RRH572GM | Canada | CAD | MOLD,CABLE TO REBAR,HORZ | 369.97 | EA | 0
LPC122L500 | Canada | CAD | CABLE,CU,SMOOTH WEAVE,32 | 8.13 | FT | 0
EGBA14318NN | Canada | CAD | BAR,ASSY,GRD BUS,1/4 X 3 | 234 | EA | 0
LPC126R75 | Canada | CAD | CABLE,CU,ROPELAY,28 STR 1 | 12.53 | EA | 0
RRA541V | Canada | CAD | MOLD,CABLE TO REBAR,HORZ | 168.64 | EA | 0
PB80ME3KGK | Canada | CAD | MOLD,CABLE TO BUS/LUG,VER | 906.82 | EA | 0
XBQ9F2G | Canada | CAD | MOLD,CABLE,HORZ X LAPPED | 528.45 | EA | 0
RBTSA7040J | Canada | CAD | BASIN,POURING,#14 HORIZ. | 713.05 | EA | 0
LPC32738 | Canada | CAD | BASE,CU,STRAP,TILE ROOF, | 162.06 | EA | 0
TAC4Y2C | Canada | CAD | MOLD,CABLE HORZ TEE | 276.78 | EA | 0
RBWS2222E | Canada | CAD | BASIN,POURING,#11 15 DEGR | 643.83 | EA | 0
RRC51Y4 | Canada | CAD | MOLD,CABLE TO REBAR,HORZ | 276.78 | EA | 0
563612 | Canada | CAD | BRAID,SHUNT,INSULATED, | 7.32 | EA | 0
553230 | Canada | CAD | CLAMP,BUSBAR,BC 63 | 53.17 | EA | 0
KA102 | Canada | CAD | LUG,CU, 2X25X50MM, 1 HOLE | 7.83 | EA | 0
EGBA38412CCT | Canada | CAD | BAR,GRD BUS,3/8 X 4 X 12 | 699.17 | EA | 0
MBNC240 | Canada | CAD | CONNECTOR,MESH BONDING | 32.63 | EA | 0
RCE541H | Canada | CAD | MOLD,CABLE TO REBAR,VERT | 775.14 | EA | 0
LPC127L250 | Canada | CAD | CABLE,CU,ROPELAY,32 STR | 18.08 | FT | 0
XBQY5Y5 | Canada | CAD | MOLD,CABLE,HORZ X LAPPED, | 528.45 | EA | 0
A927P022 | Canada | CAD | SCREW,SHEET METAL,#10X5/8 | 0.34 | EA | 0
CEBADAPTOR | Canada | CAD | ADAPTER,CU,TIN,ELECTROPLA | 6.79 | EA | 0
EGBA14442CC | Canada | CAD | BAR,GRD BUS,1/4 X 4 X 42 | 635.7 | EA | 0
B319 | Canada | CAD | FRAME,ASSY,VERTICAL SURFA | 147.56 | EA | 0
EGGBA14420QQ1A | Canada | CAD | BUSBAR,GROUND,ASSEMBLY | 210.59 | EA | 0
CDMV01H2B | Canada | CAD | MOLD,GRAPHITE,MULTI,VERT | 93.5 | EA | 0
LPC246ST | Canada | CAD | POINT,CU,BLUNT,5/8IN X | 238.99 | EA | 0
PQM200120/208 | Canada | CAD | 200KA 120/208 MODULAR SUR | 3290.52 | EA | 0
SBTBJ3338B | Canada | CAD | BOND,JUMPER,3/16 & 3/4 TA | 12.92 | EA | 0
635870S | Canada | CAD | ROD,GRD,CU,SECT | 26.35 | EA | 0
TAC1T1T | Canada | CAD | MOLD,CABLE HORZ TEE | 276.78 | EA | 0
LPC243B | Canada | CAD | POINT,CU,BARE,5/8IN X | 83.21 | EA | 0
PBW12W00248B | Canada | CAD | BOND,JOINT,250 RLAY INSUL | 136.01 | EA | 0
LAC2QEHW | Canada | CAD | MOLD,CABLE TO BUS/LUG,HOR | 302.99 | EA | 0
RCE521G | Canada | CAD | MOLD,CABLE TO REBAR,VERT | 775.14 | EA | 0
TACT6Y6 | Canada | CAD | MOLD,CABLE,HORZ TEE | 276.78 | EA | 0
AT77H | Canada | CAD | ROD,GRD,5/8X1.5M,CU CLAD, | 33.19 | EA | 0
534019AME04 | Canada | CAD | FLEXIBAR,ADV,5X24X1,AME | 61.72 | EA | 0
CCCEH | Canada | CAD | MOLD,BUS TO VERT STL,HORZ | 276.78 | EA | 0
GTC183Q | Canada | CAD | MOLD,CABLE TO GRD ROD,VER | 276.78 | EA | 0
A130L | Canada | CAD | TUBING,HEAT SHRINK,#2 TO | 26.55 | EA | 0
RJE581V | Canada | CAD | MOLD,CABLE TO REBAR,VERT | 775.14 | EA | 0
VSC2QV8CW | Canada | CAD | MOLD,CABLE TO VERT STL,45 | 302.99 | EA | 0
549310 | Canada | CAD | BAR SUP CABS 4/5 TN 400 | 103.06 | EA | 0
ECRV102Q6U | Canada | CAD | GROUND ROD,ASSY,KIT,10 FT | 1952.65 | EA | 0
XBM2Q2C | Canada | CAD | MOLD,CABLE,HORZ X LAPPED | 844.84 | EA | 0
XLVTC1V | Canada | CAD | MOLD,CABLE TO VERT STL,45 | 328.55 | EA | 0
LPC204BST | Canada | CAD | POINT,CU,BLUNT BARE,3/8IN | 29.84 | EA | 0
EGBA14424GG | Canada | CAD | BAR,ASSY,GRD,BUS,1/4 X 4 | 366.6 | EA | 0
SPDS100120/208 | Canada | CAD | PQI, TDX100S120/208 | 4724.9 | EA | 0
B242JK | Canada | CAD | LUG,CU,1/2 X 3 X 3,2 9/16 | 91.29 | EA | 0
EM58SV | Canada | CAD | EM58 BASE CLIP,STEEL, | 0.43 | EA | 0
534027VRT04 | Canada | CAD | FLEXIBAR,ADV,6X32X1,VRT | 104.48 | EA | 0
ELSDT4824 | Canada | CAD | TRANSFORMER,REDUCER,480V | 1372.36 | EA | 0
EL50TCIPS | Canada | CAD | PROTECTOR,THREAD,INTERNAL | 0.63 | EA | 0
L5001Z4LH | Canada | CAD | ANGLE,MOLD,SUPPORT,S.S.,L | 62.23 | EA | 0
LECT3EAJ | Canada | CAD | MOLD,CABLE TO BUS/LUG,HOR | 276.78 | EA | 0
GTC163H | Canada | CAD | MOLD,CABLE TO GRD ROD,VER | 276.78 | EA | 0
ZZCWADJ | Canada | CAD | CADWELD PREF PLUS ADJ | 276.78 | EA | 0
GPR181H | Canada | CAD | MOLD,CABLE TO GRD ROD,VER | 376.08 | EA | 0
T321A | Canada | CAD | RASP,FILE,VIXEN 8 INCH | 342.32 | EA | 0
CAPGT1H135 | Canada | CAD | MOLD,CABLE, HORZ THRU PAR | 269.61 | EA | 0
A930W012 | Canada | CAD | ANCHOR,DROP IN,1/2-13 X 2 | 41.39 | EA | 0
LPC552L38 | Canada | CAD | LUG,CU,CAST,BONDING,3/8IN | 23.65 | EA | 0
GSC162L | Canada | CAD | MOLD,CABLE TO GRD ROD,HOR | 276.78 | EA | 0
SB02SC33001 | Canada | CAD | MOLD,CABLE,HORZ SPLICE | 176.57 | EA | 0
615883SP01 | Canada | CAD | ROD,GRD,5/8X8,CU BONDED, | 54.28 | EA | 0
EL22P8Q | Canada | CAD | COUPLER,LENTON,POSITION, | 196.43 | EA | 0
PQDM1111B480 | Canada | CAD | PQDM-4-2P-480V, FSPM1111B | 5072.24 | EA | 0
534028MJP02 | Canada | CAD | FLEXIBAR,ADV,8X32X1MM,MJP | 281.97 | EA | 0
285042 | Canada | CAD | KIT,FLEXIBAR,ADV,ROCKWELL | 846 | EA | 0
534123 | Canada | CAD | BUSBAR,FLEXIBLE,ADVANCED, | 197.87 | EA | 0
PSD5T | Canada | CAD | MOLD,CABLE,PULL SPLICE | 586.79 | EA | 0
RDM512G | Canada | CAD | MOLD,CABLE TO REBAR,HORZ | 844.84 | EA | 0
RPSCW4STPW | Canada | CAD | WALKWAY,4 STEPS,36IN W204 | 15271.67 | EA | 0
EGBA14436LLT | Canada | CAD | BAR,GRD BUS,1/4 X 4 X 36 | 631.8 | EA | 0
LPC428 | Canada | CAD | POINT,CU,BARE,INDUSTRIAL | 521.57 | EA | 0
CAVNT1V4RH | Canada | CAD | MOLD,CABLE TO VERT STL,HO | 269.61 | EA | 0
CASST1G | Canada | CAD | MOLD,CABLE,HORZ SPLICE | 269.61 | EA | 0
PCC1V1L | Canada | CAD | MOLD,CABLE, HORZ TAP PARA | 276.78 | EA | 0
615805 | Canada | CAD | ROD,GRD,5/8X10,CU BONDED | 51.79 | EA | 0
GGC2G16 | Canada | CAD | MOLD,CABLE TO GRD ROD,HOR | 276.78 | EA | 0
B540C909T | Canada | CAD | BUSBAR,GRD,FORMED,1/4X4X7 | 82.84 | EA | 0
613453PPL02 | Canada | CAD | ROD,GROUND ASSY,3/4,13MIL | 363.05 | EA | 0
WTBR487S1 | Canada | CAD | RECEPTOR,SURFACE,WIND | 44.21 | EA | 0
VBC2VV4 | Canada | CAD | MOLD,CABLE TO VERT STL,VE | 276.78 | EA | 0
VVR9FV6 | Canada | CAD | MOLD,CABLE TO VERT STL,VE | 376.08 | EA | 0
AWG1/0 | Canada | CAD | WIRE,1/0-7STRAND,CU,DRAWN | 8.72 | EA | 0
B540A906 | Canada | CAD | BUSBAR,GRD,CU,1/4X6X36 IN | 373.45 | EA | 0
TAC1V1H | Canada | CAD | MOLD,CABLE,HORZ TEE | 276.78 | EA | 0
GYE162VM | Canada | CAD | MOLD,CABLE TO GRD ROD,VER | 561.05 | EA | 0
DT2150M | Canada | CAD | TYPE 2 MODULE, 150V | 77.69 | EA | 0
VSC2SV4 | Canada | CAD | MOLD,CABLE TO VERT STL,45 | 276.78 | EA | 0
534055EA02 | Canada | CAD | FLEXIBAR,ADV,5X100X1MM,EA | 152165.61 | EA | 0
GFC162G | Canada | CAD | MOLD,2/0 CABLE TO 5/8 IN | 276.78 | EA | 0
EPCB1B | Canada | CAD | BASE, PROTECTOR | 43.06 | EA | 0
IL114C | Canada | CAD | PIPE,CU,SCH 80,1-1/4 NOM. | 33.85 | FT | 0
A238FC2S24RH | Canada | CAD | CLAMP,FENCE,4/0 X 24 IN | 423.55 | EA | 0
563160 | Canada | CAD | KIT,BLOCK,DIST,TRS 160A | 211.56 | EA | 0
45F76 | Canada | CAD | WELD METAL,CADWELD,F76 | 11.67 | EA | 0
540002 | Canada | CAD | BRAID,POWER,250MM,380AMP | 30.92 | EA | 0
HSC2G002 | Canada | CAD | MOLD,CABLE TO HORZ STL, | 276.78 | EA | 0
534018GE11 | Canada | CAD | FLEXIBAR,ADV,4X24X1MM,GE, | 174.33 | EA | 0
534010LAM06 | Canada | CAD | FLEXIBAR,ADV,2X20X1MM,LAM | 246.35 | EA | 0
PCC9E1V | Canada | CAD | MOLD,CABLE, HORZ TAP PARA | 276.78 | EA | 0
534038MJP01 | Canada | CAD | FLEXIBAR,ADV,4X50X1MM,MJP | 275.9 | EA | 0
PB10VB2G | Canada | CAD | MOLD,CABLE TO VERT STL,VE | 199.84 | EA | 0
534010ABB22 | Canada | CAD | FLEXIBAR,ADV,2X20X1MM,ABB | 154.86 | EA | 0
B1332G | Canada | CAD | SLEEVE,CU,.344 ID X .406 | 4.23 | EA | 0
ELIPG36200 | Canada | CAD | LENTON,ISO PLUG GAGE | 554.3 | EA | 0
A930X012 | Canada | CAD | PIN,LOCKING,QUICK RELEASE | 9.72 | EA | 0
CAHBA1G24 | Canada | CAD | MOLD,CABLE TO HORZ CAST I | 168.64 | EA | 0
LQJEAM14 | Canada | CAD | MOLD,CABLE TO BUS/LUG,VER | 1147.17 | EA | 0
631303 | Canada | CAD | ROD,GRD,1/2X10,SEC,CU BON | 69.73 | EA | 0
WD85 | Canada | CAD | DIE,HAMMER,2/0 RLAY | 362.71 | EA | 0
RCE531V | Canada | CAD | MOLD,CABLE TO REBAR,VERT | 775.14 | EA | 0
GGC2G18 | Canada | CAD | MOLD,CABLE TO GRD ROD,HOR | 276.78 | EA | 0
CATAN2G1V | Canada | CAD | MOLD/FRAME,CABLE,HORZ TEE | 339.33 | EA | 0
GTC142G | Canada | CAD | MOLD,CABLE TO GRD ROD,VER | 276.78 | EA | 0
B150G05 | Canada | CAD | PACKING,PREFAB,.25 X 1 1/ | 2.55 | EA | 0
631300SG01 | Canada | CAD | GROUND ROD,COPPERBONDED, | 50.71 | EA | 0
EK17 | Canada | CAD | REBAR,CLAMP,WATERPIPE | 12.55 | EA | 0
508032 | Canada | CAD | BRAID,FLEXIBLE, | 777.19 | EA | 0
EGBA14212NNT | Canada | CAD | BAR,GRD BUS,1/4 X 2 X 12 | 163.8 | EA | 0
VSC9EV5C | Canada | CAD | MOLD,CABLE TO VERT STL,45 | 276.78 | EA | 0
PB80LS3QJK003M | Canada | CAD | MOLD,CABLE TO BUS/LUG,HOR | 906.82 | EA | 0
558265 | Canada | CAD | BRAID,SHUNT,INSUL,50MM SQ | 40.6 | EA | 0
RPSCW8STPW | Canada | CAD | WALKWAY,8 STEPS | 15271.67 | EA | 0
XAC2C2C | Canada | CAD | MOLD,CABLE,HORZ X SAME PL | 276.78 | EA | 0
XLLJCEG1T | Canada | CAD | MOLD,CABLE TO BUS/LUG,HOR | 328.55 | EA | 0
CAFCA1L20 | Canada | CAD | MOLD,CABLE,TO HORZ C.I.PI | 168.64 | EA | 0
PB10GR181E | Canada | CAD | MOLD,CABLE TO GRD ROD,VER | 199.84 | EA | 0
RRA531H | Canada | CAD | MOLD,CABLE TO REBAR,HORZ | 168.64 | EA | 0
LPA2942M5M | Canada | CAD | ADAPTER,COUPLER,AL,1/2 IN | 18.37 | EA | 0
541009 | Canada | CAD | BRAID,CU,16MM SQ CRIMP EN | 23.27 | EA | 0
563560 | Canada | CAD | BRAID,PREFAB,500X50X2.5MM | 29.3 | EA | 0
ZCCSS19 | Canada | CAD | MOLD,CABLE,NO BUILD-UP | 276.78 | EA | 0
EL16SAQSP004 | Canada | CAD | COUPLER,LENTON,SPECIAL,SA | 51.35 | EA | 0
A238FC2S12LH | Canada | CAD | CLAMP,FENCE,4/0 X 12 IN F | 377.68 | EA | 0
VSC2QV5CW | Canada | CAD | MOLD,CABLE TO VERT STL,45 | 302.99 | EA | 0
PB13GV169F | Canada | CAD | MOLD,CABLE TO GRD ROD,VER | 271.52 | EA | 0
GRC331T | Canada | CAD | MOLD,CABLE TO GRD ROD,VER | 276.78 | EA | 0
LK316A | Canada | CAD | GROMMET,RUBBER,16MM FORM | 24.3 | EA | 0
PB10HS3S | Canada | CAD | MOLD,CABLE TO HORZ STL,HO | 271.52 | EA | 0
EL32D16 | Canada | CAD | COUPLER,LENTON,TERMINATOR | 24.68 | EA | 0
SBG150WC | Canada | CAD | RAIL GRINDER,PORTABLE,W/P | 3537.35 | EA | 0
LPP92058 | Canada | CAD | SET,CAST POINT,COMPASS, | 61.72 | EA | 0
EGBA146120NN | Canada | CAD | BUSBAR,GRD,CU,1/4X6X120IN | 2457 | EA | 0
VSC1Y | Canada | CAD | MOLD,CABLE TO VERT STL,45 | 276.78 | EA | 0
LAC3QEK | Canada | CAD | MOLD,CABLE TO BUS/LUG,HOR | 276.78 | EA | 0
534016DS12 | Canada | CAD | FLEXIBAR,ADV,2X24X1MM,DS, | 189.45 | EA | 0
TAC2C9E | Canada | CAD | MOLD,CABLE,HORZ TEE | 276.78 | EA | 0
SBG20020 | Canada | CAD | ADAPTER,SHAFT,RAIL GRINDE | 186.33 | EA | 0
613480LH01 | Canada | CAD | ROD,GRD,3/4X8,CU BONDED | 46.41 | EA | 0
VTC1H2 | Canada | CAD | MOLD,CABLE TO VERT STL,HO | 276.78 | EA | 0
MBA25 | Canada | CAD | MOLD,BLANK,VERTICAL SPLIT | 263.65 | EA | 0
TAC2C1Y | Canada | CAD | MOLD,CABLE,HORZ TEE | 276.78 | EA | 0
ERICORE099T | Canada | CAD | DOWNCONDUCTOR,LIGHTNING, | 9999.99 | EA | 0
ML533 | Canada | CAD | PLATE,DECK,#5,ASSY | 547.59 | EA | 0
549720 | Canada | CAD | BUSBAR,10 MM,PLAIN,2M PC | 972.34 | EA | 0
PB13ST3QRH | Canada | CAD | MOLD,CABLE TO RAIL,HORZ T | 271.52 | EA | 0
LPC205LST | Canada | CAD | POINT,CU,BLUNT,3/8IN X | 65.66 | EA | 0
EL43TS5 | Canada | CAD | COUPLER,LENTON,STRAIGHT | 106.58 | EA | 0
ERICORE018T | Canada | CAD | DOWNCONDUCTOR,LIGHTNING, | 4708.12 | EA | 0
VBC1TV21C | Canada | CAD | MOLD,CABLE TO VERT STL,VE | 276.78 | EA | 0
LPC2923F2F | Canada | CAD | ADAPTER,CU,COUPL.,3/8IN | 28.13 | EA | 0
PCT1T1H | Canada | CAD | MOLD,CABLE,HORZ TAP PARAL | 269.61 | EA | 0
RBT111011B | Canada | CAD | MATERIAL,FILLER,#11 -1 | 67.76 | EA | 0
635800 | Canada | CAD | ROD,GRD,5/8X10,SEC,CU | 65.27 | EA | 0
A930W011 | Canada | CAD | ANCHOR,DROP IN,1/2-13 X 2 | 7.51 | EA | 0
EGBA18112NN | Canada | CAD | BAR,ASSY,GRD BUS,1/8 X 1 | 88.02 | EA | 0
TDXM200FP | Canada | CAD | PROTECTOR,SURGE,TDXM200FP | 166.28 | EA | 0
534000 | Canada | CAD | FLEX ADV2MTC 8X6X0,5 | 88.19 | EA | 0
534047L3MP | Canada | CAD | FLEXIBAR,BUSBAR,MTO, | 801.35 | EA | 0
LPC34358 | Canada | CAD | BASE,CU,STRAP,OFFSET, | 84.72 | EA | 0
PB20TA2V2V | Canada | CAD | MOLD,CABLE,HORZ TEE | 199.84 | EA | 0
EL20P9N | Canada | CAD | COUPLER,LENTON,SOURCED,P9 | 70.85 | EA | 0
MBA12CCL | Canada | CAD | MOLD,BLANK,3 X 4 X 6 IN,S | 998.82 | EA | 0
548670 | Canada | CAD | INSULATOR,BUSBAR,ISO TP | 24.01 | EA | 0
CAVTCY1V5C | Canada | CAD | MOLD,CABLE TO VERT STL,HO | 276.78 | EA | 0
534011IR09 | Canada | CAD | FLEXIBAR,ADV,3X20X1MM,IR | 82.42 | EA | 0
XAC2Q1V | Canada | CAD | MOLD,CABLE,HORZ X SAME PL | 276.78 | EA | 0
XLSVR2L | Canada | CAD | MOLD,CABLE,VERT SPLICE | 446.04 | EA | 0
RJC531K | Canada | CAD | MOLD,CABLE TO REBAR,VERT | 276.78 | EA | 0
RCE582Q | Canada | CAD | MOLD,CABLE TO REBAR,VERT | 775.14 | EA | 0
PTCS7S7W | Canada | CAD | MOLD,CABLE, HORZ THRU PAR | 329.2 | EA | 0
VBC1D | Canada | CAD | MOLD,CABLE TO VERT STL,VE | 276.78 | EA | 0
GTC182F | Canada | CAD | MOLD,CABLE TO GRD ROD,VER | 276.78 | EA | 0
RCE551L | Canada | CAD | MOLD,CABLE TO REBAR,VERT | 775.14 | EA | 0
LPA34558 | Canada | CAD | BASE,AL,CAST,RIDGE, | 53.85 | EA | 0
SBB2710A2A | Canada | CAD | ENGINE,GRINDER POWER HEAD | 207.21 | EA | 0
XLTAC2G2C | Canada | CAD | MOLD,CABLE,HORZ TEE | 328.55 | EA | 0
GTT161KW | Canada | CAD | MOLD,CABLE TO GRD ROD,VER | 348.23 | EA | 0
CAHAA1G | Canada | CAD | MOLD,CABLE TO HORZ STL,HO | 168.64 | EA | 0
GMR182G | Canada | CAD | MOLD,CABLE TO GRD ROD,VER | 376.08 | EA | 0
RTH552G | Canada | CAD | MOLD,CABLE TO REBAR,HORZ | 484.97 | EA | 0
BAKGNM | Canada | CAD | MOLD,BUS BAR,HORZ SPLICE | 1015.53 | EA | 0
LU22DR16D | Canada | CAD | LENTON ULTIMATE,ANCHOR, | 12.89 | EA | 0
EL28CIPPBG200 | Canada | CAD | PROTECTOR,THREAD,A12 THD, | 0.94 | EA | 0
NDF182V | Canada | CAD | MOLD,CABLE TO GRD ROD,HOR | 659.46 | EA | 0
MBD03 | Canada | CAD | MOLD,BLANK,150200 M PRICE | 586.79 | EA | 0
LPA2945F2M | Canada | CAD | ADAPTER,AL,COUPL.,5/8IN | 21.84 | EA | 0
LECY6GAN | Canada | CAD | MOLD,CABLE TO BUS/LUG,HOR | 276.78 | EA | 0
LPA662CTO | Canada | CAD | ROD,AL,THREADED,1/2IN DIA | 5.72 | EA | 0
534056PDI02 | Canada | CAD | FLEXIBAR,ADV,6X100X1MM | 212.32 | EA | 0
A932B044 | Canada | CAD | RING,RETAINING,INTERNAL,S | 2.35 | EA | 0
RBW6556HA | Canada | CAD | SLEEVE,CADWELD,LOW SLIP # | 88.04 | EA | 0
EDT275M | Canada | CAD | ENHANCED TYPE 2 MODULE, | 124.79 | EA | 0
RBT711101 | Canada | CAD | SPLICE,KIT,#7/#11 CADWELD | 239.96 | EA | 0
554417B | Canada | CAD | BRAID,SS,LUG,70MM2,BULK | 105.64 | EA | 0
PTC9F2C | Canada | CAD | MOLD,CABLE, HORZ THRU PAR | 276.78 | EA | 0
TAC4Y3D | Canada | CAD | MOLD,CABLE,HORZ TEE | 276.78 | EA | 0
NDF333D | Canada | CAD | MOLD,CABLE TO GRD ROD,HOR | 659.46 | EA | 0
534041PHM30 | Canada | CAD | FLEXIBAR,ADV,8X50X1MM,PHM | 429.23 | EA | 0
VFR2QV1.50 | Canada | CAD | MOLD,CABLE TO VERT STL,VE | 351.47 | EA | 0
RQR562C | Canada | CAD | MOLD,CABLE TO REBAR,VERT | 376.08 | EA | 0
EL28A12 | Canada | CAD | COUPLER,LENTON,A12,#9 | 53.54 | EA | 0
561760 | Canada | CAD | METAL SPACER M6 X 15 | 1.24 | EA | 0
A804A02C121 | Canada | CAD | CABLE,CU,WELDING,2/0 CONC | 122.38 | EA | 0
B104GM001 | Canada | CAD | LUG,CU,TINNED,3/8X4X6 IN, | 41.13 | EA | 0
PQC160-120/208V | Canada | CAD | SES160B208Y | 1782.57 | EA | 0
RTC53Y6 | Canada | CAD | MOLD,CABLE TO REBAR,HORZ | 276.78 | EA | 0
PB10GLDE2Q | Canada | CAD | MOLD,CABLE TO LUG,HORZ SP | 199.84 | EA | 0
534025ABBP01 | Canada | CAD | FLEXIBAR,ADV,4X32X1,ABBP | 203.54 | EA | 0
FLXPLAM0042 | Canada | CAD | FLEXIBAR,ADV,8X32X1MM | 893.8 | EA | 0
GPECEAK0242V024 | Canada | CAD | ELECTRODE,GRD PLATE,1/32X | 312.17 | EA | 0
LPA55238 | Canada | CAD | LUG,AL,CAST,BONDING,3/8IN | 12.55 | EA | 0
561141 | Canada | CAD | BLOCK,SPLICE,250AMP,TUNNE | 46.58 | EA | 0
EL57TA2SS | Canada | CAD | COUPLER,LENTON STANDARD,# | 650.28 | EA | 0
MBA03 | Canada | CAD | MOLD,BLANK,2532 C PRICE | 150.85 | EA | 0
563370 | Canada | CAD | BRAID,PREFAB,200X28X2.5MM | 13.98 | EA | 0
TAC2G3A | Canada | CAD | MOLD,CABLE,HORZ TEE | 276.78 | EA | 0
BC260025PX | Canada | CAD | CLAMP,BEAM,1/4 IN | 10.88 | EA | 0
EL22CIPPBG250 | Canada | CAD | PROTECTOR,THREAD,A12 THD, | 0.6 | EA | 0
PBWX8 | Canada | CAD | MOLD,PAIR,CABLE,WEB BOND | 235.22 | EA | 0
B159V | Canada | CAD | FRAME,VERT SPLIT,VERT PIP | 425.7 | EA | 0
PVT2500M | Canada | CAD | PV T2 MODULE, 500VDC | 90.82 | EA | 0
BMDEAMEAM | Canada | CAD | MOLD,BUS BAR,HORZ TEE BAR | 586.79 | EA | 0
A800A01F100 | Canada | CAD | CABLE,CU,BARE,#4 CONC,7 S | 364.92 | EA | 0
RBW4117A | Canada | CAD | SLEEVE,CADWELD,40MM T-SER | 98.84 | EA | 0
VFF4L | Canada | CAD | MOLD,CABLE TO VERT STL, | 659.46 | EA | 0
534041KOM06 | Canada | CAD | FLEXIBAR,ADV,8X50X1MM,KOM | 378.2 | EA | 0
503440 | Canada | CAD | BRAID,ROUND,RTCBI,50MM2, | 106.26 | MR | 0
ECM25 | Canada | CAD | CONNECTOR,LUG,CU,OFFSET T | 3.29 | EA | 0
A238EB2S18LH | Canada | CAD | CLAMP,FENCE,4/0X18IN,FLEX | 221.27 | EA | 0
RBTSB15045M | Canada | CAD | BASIN,POURING,#18 HORZ. | 713.05 | EA | 0
RTPY6 | Canada | CAD | MOLD,CABLE TO REBAR,HORZ | 304.14 | EA | 0
TAC9H9G | Canada | CAD | MOLD,CABLE,HORZ TEE | 276.78 | EA | 0
HSCY7 | Canada | CAD | MOLD,CABLE TO HORZ STL,HO | 276.78 | EA | 0
563400 | Canada | CAD | BRAID,PREFAB,300X28X2.5MM | 19.27 | EA | 0
25 | Canada | CAD | WELD METAL,CADWELD,F20 | 7.67 | EA | 0
CAFSA1L | Canada | CAD | MOLD,BUS TO VERT STL,HORZ | 168.64 | EA | 0
EGBA38412CC | Canada | CAD | BAR,GRD,BUS,3/8 X 4 X 12 | 210.6 | EA | 0
GTC223Q | Canada | CAD | MOLD,CABLE TO GRD ROD,VER | 276.78 | EA | 0
615800ESB | Canada | CAD | ROD,GRD,5/8X10,CU CLAD,10 | 67.94 | EA | 0
TAC2V2V | Canada | CAD | MOLD,CABLE,HORZ TEE | 276.78 | EA | 0
GRT181GM | Canada | CAD | MOLD,CABLE TO GRD ROD,VER | 180.87 | EA | 0
LPA222F | Canada | CAD | POINT, AL, FLAT, 1/2 X 12 | 17.23 | EA | 0
LAC9FEEW | Canada | CAD | MOLD,CABLE TO BUS/LUG,HOR | 302.99 | EA | 0
613403SG01 | Canada | CAD | ROD,GRD,3/4X10,CU BONDED | 59.37 | EA | 0
NCR152G | Canada | CAD | MOLD,CABLE TO GRD ROD, | 376.08 | EA | 0
LPA669 | Canada | CAD | STRAP,AL,CABLE STAND-OFF | 115.38 | EA | 0
TLR2Q2G | Canada | CAD | MOLD,CABLE,VERT TEE VERT | 376.08 | EA | 0
EDT215010R | Canada | CAD | ENHANCED TYPE 2, 150V,10 | 165.36 | EA | 0
HDVSC9F | Canada | CAD | MOLD,CABLE TO VERT STL,45 | 276.78 | EA | 0
LPC281L3F3M | Canada | CAD | ADAPTER,CU,SWIVEL,3/8 MAL | 56.54 | EA | 0
B117B22 | Canada | CAD | DISK,STL,1 INCH,22 PER | 0.13 | EA | 0
CNC18PAM | Canada | CAD | MOLD,BUS TO GRD ROD,VERT | 276.78 | EA | 0
568711 | Canada | CAD | EARTHBAR EB4AL | 1.7 | EA | 0
ML5PKG26 | Canada | CAD | PACKAGE,PIN,QUICK-WEDGE,# | 75.84 | EA | 0
FLXPABB0014 | Canada | CAD | FLEXIBAR,ADV,10X50X1,ABB, | 660.045 | EA | 0
611300SG01 | Canada | CAD | GROUND ROD,COPPERBONDED,1 | 34.52 | EA | 0
EBCFASFAS | Canada | CAD | MOLD,BUS BAR,HORZ X LAPPE | 276.78 | EA | 0
GFC14CU2Q | Canada | CAD | MOLD,CABLE TO CU ROD | 276.78 | EA | 0
B548A83 | Canada | CAD | MOUNTING,KIT,1/4X3-4WIDE | 22.59 | EA | 0
HAA1H350C | Canada | CAD | MOLD,CABLE TO HORZ STL,HO | 168.64 | EA | 0
PQCF320480VD | Canada | CAD | SES320F480D | 6966.66 | EA | 0
HSC2C | Canada | CAD | MOLD,CABLE TO HORZ STL,HO | 276.78 | EA | 0
PB70PG006 | Canada | CAD | MOLD,CABLE,HORZ THRU PARA | 476.13 | EA | 0
XLVSC2GV5C | Canada | CAD | MOLD,CABLE TO VERT STL,45 | 328.55 | EA | 0
ERICORE015U | Canada | CAD | DOWNCONDUCTOR,LIGHTNING, | 2390.86 | EA | 0
534026PDI23 | Canada | CAD | FLEXIBAR,ADV,5X32X1MM,PDI | 202.63 | EA | 0
GLCDES7 | Canada | CAD | MOLD,CABLE TO LUG,HORZ SP | 276.78 | EA | 0
556020 | Canada | CAD | POLY,SLEEVE,SPIRFLEX,25M, | 2.56 | MR | 0
LWCCALY6 | Canada | CAD | MOLD,CABLE TO BUS,PARALL | 276.78 | EA | 0
285105 | Canada | CAD | KIT,FLEXIBAR,ADV,EATON | 363.04 | EA | 0
RBWS1467J | Canada | CAD | BASIN,POURING,#14 STANDAR | 292.1 | EA | 0
RBWS2223M | Canada | CAD | BASIN,POURING,#18,30 DEGR | 643.83 | EA | 0
RBWS1538F | Canada | CAD | BASIN,POURING,#11 60 | 643.83 | EA | 0
TSF20A120V | Canada | CAD | FILTER, SURGE, 1PH, 120VA | 588.82 | EA | 0
ERICORE105T | Canada | CAD | DOWNCONDUCTOR,LIGHTNING, | 18976.36 | EA | 0
VBC2QV12 | Canada | CAD | MOLD,CABLE TO VERT STL,VE | 276.78 | EA | 0
HSCY9 | Canada | CAD | MOLD,CABLE TO HORZ STL, | 276.78 | EA | 0
EGBA14124NN | Canada | CAD | BAR,GRD BUS,1/4 X 1 X 24 | 179.4 | EA | 0
SBS925F | Canada | CAD | MOLD,WELDER,3/16 HF,T6 & | 243.79 | EA | 0
545680 | Canada | CAD | BUSBAR,HYDRAULIC,PUNCHER | 9999.99 | EA | 0
815880 | Canada | CAD | GROUND ROD,GALV,POINTED | 32.57 | EA | 0
PQDS3200S120 | Canada | CAD | PQDS-5-1P-120V, FSPS3200S | 1740.83 | EA | 0
EGBA14420LLT2GT | Canada | CAD | BUSBAR,GRD,CU,1/4X4X20,LL | 767 | EA | 0
PB250PLUSF80 | Canada | CAD | CADWELD PLUS,#250,F80 | 36.54 | EA | 0
554299 | Canada | CAD | BRAID,EARTH,SS,25MM2,CPI | 21.59 | EA | 0
EL36A2D6ES | Canada | CAD | COUPLER,LENTON,#11 TERMIN | 180.58 | EA | 0
LPC273LCTO | Canada | CAD | ROD,SOLID EXTENSION,CU, | 246.32 | EA | 0
TAD9K9K | Canada | CAD | MOLD,CABLE,HORZ TEE | 586.79 | EA | 0
HDSSC3A | Canada | CAD | MOLD,CABLE,HORZ SPLICE | 276.78 | EA | 0
BQDEHEH | Canada | CAD | MOLD,BUS BAR,VERT TEE TAP | 586.79 | EA | 0
534016DS13 | Canada | CAD | FLEXIBAR,ADV,2X24X1MM,DS, | 189.45 | EA | 0
611360UPC | Canada | CAD | ROD,GRD,1/2 X 6,CU BONDED | 38.06 | EA | 0
BWCEE | Canada | CAD | MOLD,BUS/LUG TO VERT STL, | 276.78 | EA | 0
EGBA14448GG | Canada | CAD | BAR,GRD BUS,1/4 X 4 X 48 | 721.5 | EA | 0
LPC664L24 | Canada | CAD | CONNECTION,THRU,ROOF,W/PV | 163.68 | EA | 0
685800SP | Canada | CAD | ROD,GRD,316 SS,5/8X10 | 356.3 | EA | 0
LPC371L58 | Canada | CAD | MOUNT,PIPE,HORIZONTAL CAS | 95.51 | EA | 0
UTB15DP | Canada | CAD | PROTECTOR,SURGE,UTB,2PAIR | 266.34 | EA | 0
TDX100M277/480 | Canada | CAD | PROTECTOR,SURGE,TDX100M,3 | 1722.19 | EA | 0
RBWS1481F | Canada | CAD | BASIN,POURING,#11 STANDAR | 440.8 | EA | 0
GRC332G | Canada | CAD | MOLD,CABLE TO GRD ROD,VER | 276.78 | EA | 0
FC082DH | Canada | CAD | CLAMP, FENCE, DUAL-HOLE, | 114.18 | EA | 0
B102DE | Canada | CAD | LUG,CU,3/16 X1 W/2-9/16 H | 23.89 | EA | 0
PBB180D1 | Canada | CAD | SCREW SUBASSY,ADJUSTING | 546.31 | EA | 0
LPA61058 | Canada | CAD | BASE,AL,CAST,CONCEALED | 24.35 | EA | 0
B540C887 | Canada | CAD | BUSBAR,GRD,CU,3/8X3X61.85 | 476.05 | EA | 0
VGCY4 | Canada | CAD | MOLD,CABLE TO VERT STL, | 276.78 | EA | 0
568713 | Canada | CAD | EARTHBAR EB10AL | 3.46 | EA | 0
TACY2Y2 | Canada | CAD | MOLD,CABLE,HORZ TEE | 276.78 | EA | 0
A809A07 | Canada | CAD | WIRE,CU,SOL,BARE,#2 | 0.36 | EA | 0
RTC521T | Canada | CAD | MOLD,CABLE TO REBAR,HORZ | 276.78 | EA | 0
B122EE | Canada | CAD | LUG,CU,1/4 X 1 W/2-9/16 H | 28.26 | EA | 0
COMPOKITVGPY1 | Canada | CAD | COMPOKIT VGP Y1 FOR CABLE | 606.5 | EA | 0
EL20A2WCP | Canada | CAD | COUPLER,LENTON STANDARD,# | 23.14 | EA | 0
HSC2G1.50 | Canada | CAD | MOLD,CABLE TO HORZ STL,HO | 276.78 | EA | 0
EL32CIPS | Canada | CAD | PROTECTOR,THREAD,INTERNAL | 0.26 | EA | 0
EGBA14624CC | Canada | CAD | BAR,GRD BUS,1/4 X 6 X 24, | 479.58 | EA | 0
DT1750M | Canada | CAD | TYPE 1 MODULE, 750V | 195.52 | EA | 0
LPC417 | Canada | CAD | POINT,CU,BARE,INDUSTRIAL | 375.34 | EA | 0
XLPCR2C | Canada | CAD | MOLD,CABLE, HORZ TAP PARA | 446.04 | EA | 0
VFC2GV8C | Canada | CAD | MOLD,CABLE TO VERT STL,VE | 276.78 | EA | 0
EL36A2NES | Canada | CAD | COUPLER,LENTON,STANDARD, | 75.21 | EA | 0
PTC1G9D | Canada | CAD | MOLD,CABLE,HORZ THRU PARA | 276.78 | EA | 0
LPA101500 | Canada | CAD | CABLE,AL,SMOOTH WEAVE,26 | 2.55 | FT | 0
GNT141G001M | Canada | CAD | MOLD,CABLE TO GRD ROD,VER | 269.61 | EA | 0
LPC555L | Canada | CAD | LUG,CU,CAST,BONDING,1/4IN | 28.21 | EA | 0
EL28C3JSP01 | Canada | CAD | COUPLER,LENTON HALF,C3J, | 67.8 | EA | 0
LPA31812 | Canada | CAD | BASE,AL,SIDE MOUNT,1/2IN | 33.68 | EA | 0
SBGT1162G | Canada | CAD | ONE-SHOT,CABLE TO GRD ROD | 23.71 | EA | 0
EGBC14212BFT | Canada | CAD | BUSBAR,GRD,CU,1/4X2X12IN, | 140.4 | EA | 0
PTC2G1VW | Canada | CAD | MOLD,CABLE,HORZ THRU PARA | 329.2 | EA | 0
P104F20ETN | Canada | CAD | WELD METAL, CADWELD, F20 | 69.67 | EA | 0
534039SI01 | Canada | CAD | FLEXIBAR,ADV,5X50X1MM,SI, | 134.28 | EA | 0
LPC247ST | Canada | CAD | POINT,CU,BLUNT,5/8IN X | 270.89 | EA | 0
563613 | Canada | CAD | BRAID,SHUNT,INSULATED, | 8.89 | EA | 0
534017SI29 | Canada | CAD | FLEXIBAR,ADV,3X24X1MM,SI | 249.03 | EA | 0
563810 | Canada | CAD | BLOCK,DISTRIBUTION,MULTI | 42.68 | EA | 0
RDH582GM | Canada | CAD | MOLD,CABLE TO REBAR,HORZ | 369.97 | EA | 0
ERICORE/UTSP | Canada | CAD | TERMINATION,BONDING,FOR E | 192.54 | EA | 0
GYE142L | Canada | CAD | MOLD,CABLE TO GRD ROD,VER | 775.14 | EA | 0
PBC2JM | Canada | CAD | MOLD,C BOND,2/0 RLAY,PAIR | 199.84 | EA | 0
LPC225BST | Canada | CAD | POINT,CU,BLUNT BARE,1/2IN | 54.59 | EA | 0
534013CHP01 | Canada | CAD | FLEXIBAR,ADV,5X20X1,CHP | 97.25 | EA | 0
CWP3JSH | Canada | CAD | CLAMP,2-1/2-4IN PIPE,BRZ, | 94.29 | EA | 0
GTC183DW | Canada | CAD | MOLD,CABLE TO GRD ROD, | 355.41 | EA | 0
HSC2G007W | Canada | CAD | MOLD,CABLE TO HORZ STL,HO | 302.99 | EA | 0
XLHSC2G | Canada | CAD | MOLD,CABLE TO HORZ STL,HO | 328.55 | EA | 0
VBC8D | Canada | CAD | MOLD,CABLE TO VERT STL,VE | 276.78 | EA | 0
TGBA18L10P | Canada | CAD | BAR ASSY,GRD BUS,1/4X2X17 | 187.2 | EA | 0
HDXBV9F2Q | Canada | CAD | MOLD,CABLE,HORZ X LAPPED | 1215.58 | EA | 0
VSC1D | Canada | CAD | MOLD,CABLE TO VERT STL, | 276.78 | EA | 0
PBB285S6C132 | Canada | CAD | BOND,IMPD CENTER LEAD,14. | 332.72 | EA | 0
LPC321L38 | Canada | CAD | BASE,CU,PNT,3/8 THRD,STR | 124.51 | EA | 0
LPA103IN0056.0 | Canada | CAD | CABLE,AL,SMOOTH WEAVE, | 891.97 | EA | 0
CAVNT1V4LH | Canada | CAD | MOLD,CABLE TO VERT STL,HO | 269.61 | EA | 0
634400SG01 | Canada | CAD | GROUND ROD,COPPERBONDED,1 | 460.2 | EA | 0
557170 | Canada | CAD | BRAID,STAINLESS STEEL,23X | 23.6 | MR | 0
PCC2Q1G | Canada | CAD | MOLD,CABLE, HORZ TAP PARA | 276.78 | EA | 0
LPC557 | Canada | CAD | CLAMP,CU,CAST,BONDING, | 114.63 | EA | 0
TAC8K8K | Canada | CAD | MOLD,CABLE,HORZ TEE | 276.78 | EA | 0
GNR161V | Canada | CAD | MOLD,CABLE TO GRD ROD,VER | 376.08 | EA | 0
RBT1891SVS | Canada | CAD | SPLICE,KIT,#18 SPECIAL T- | 537.75 | EA | 0
568680 | Canada | CAD | EARTHING & NEUTRAL BUSBAR | 10.75 | EA | 0
LPC34838 | Canada | CAD | BASE,CU,CAST,STANDING | 135.1 | EA | 0
TAC3D2GW | Canada | CAD | MOLD,CABLE,HORZ TEE | 355.41 | EA | 0
FLXPABB0002 | Canada | CAD | FLEXIBAR,ADV,5X100X1,ABB, | 238.72 | EA | 0
RBC2Q | Canada | CAD | MOLD,GRD ROD TO RECEPTACL | 276.78 | EA | 0
PTC3Q2L | Canada | CAD | MOLD,CABLE, HORZ THRU PAR | 276.78 | EA | 0
GRT181H | Canada | CAD | MOLD,CABLE TO GRD ROD,VER | 269.61 | EA | 0
LECY6EAJ | Canada | CAD | MOLD,CABLE TO BUS/LUG,HOR | 276.78 | EA | 0
S90-03-34 | Canada | CAD | TDS150TT560A | 425.19 | EA | 0
TAC1L2Q | Canada | CAD | MOLD,CABLE,HORZ TEE | 276.78 | EA | 0
XACT1 | Canada | CAD | MOLD,CABLE,HORZ X SAME PL | 276.78 | EA | 0
LPC202L | Canada | CAD | POINT,CU,3/8IN X 12IN | 36.71 | EA | 0
SSC2Q2P | Canada | CAD | MOLD,CABLE,HORZ SPLICE | 276.78 | EA | 0
EL43TA22 | Canada | CAD | COUPLER,LENTON,STANDARD, | 98.68 | EA | 0
TDX50C347/600 | Canada | CAD | PROTECTOR,SURGE,TDX50C,3P | 804.93 | EA | 0
RPSCW3STPW3 | Canada | CAD | WALKWAY,3 STEPS | 15271.67 | EA | 0
LPS2855F5M | Canada | CAD | ADAPTER,SS,SWIVEL,5/8IN | 82.81 | EA | 0
LC32S2ESD | Canada | CAD | SLEEVE,S2 SERIES,EPOXY | 330.87 | EA | 0
FJ2Q24SK | Canada | CAD | JUMPER,SWAGED,4/0 CONC 24 | 125.44 | EA | 0
HDPTD2Q9F | Canada | CAD | MOLD,CABLE, HORZ THRU PAR | 586.79 | EA | 0
PTCSJSJ | Canada | CAD | MOLD,CABLE, HORZ THRU PAR | 276.78 | EA | 0
RBWS22776 | Canada | CAD | CRUCIBLE,GRAPHITE,6 IN | 728.16 | EA | 0
P110F20ETN | Canada | CAD | WELD METAL, CADWELD, F20 | 168.21 | EA | 0
VSC2LW | Canada | CAD | MOLD,CABLE TO VERT STL,45 | 302.99 | EA | 0
EL22P24L | Canada | CAD | COUPLER,POSITION,P24L | 107.65 | EA | 0
RHC532G | Canada | CAD | MOLD,CABLE TO REBAR,HORZ | 276.78 | EA | 0
PBB102CEOL | Canada | CAD | LUG,2 HOLE,LA 1/8X1,OFFSE | 191.24 | EA | 0
PQDM3200B120 | Canada | CAD | PQDM-5-2P-120/240V, FSPM3 | 6248.72 | EA | 0
EL12P14LSSN | Canada | CAD | COUPLER,LENTON,POSITION | 219.05 | EA | 0
VFC1LV21C | Canada | CAD | MOLD,CABLE TO VERT STL,VE | 276.78 | EA | 0
NDR182C | Canada | CAD | MOLD,CABLE TO GRD ROD,HOR | 376.08 | EA | 0
PB10VS1L | Canada | CAD | MOLD,CABLE TO VERT STL,45 | 271.52 | EA | 0
GRC18Y5 | Canada | CAD | MOLD,CABLE TO GRD ROD,VER | 276.78 | EA | 0
TAC8F8D | Canada | CAD | MOLD,CABLE,HORZ TEE | 276.78 | EA | 0
554323 | Canada | CAD | BRAID,EARTH,SS,35MM2,CPI | 25.74 | EA | 0
XLVSC2QV8C | Canada | CAD | MOLD,CABLE TO VERT STL,45 | 328.55 | EA | 0
ECM125 | Canada | CAD | CONNECTOR,LUG,CU,OFFSET T | 20.72 | EA | 0
CAVBT1K | Canada | CAD | MOLD,CABLE TO VERT STL,VE | 269.61 | EA | 0
EL36P9JQ | Canada | CAD | COUPLER,LENTON POSITION,W | 261.85 | EA | 0
534056RW32 | Canada | CAD | FLEXIBAR,ADV,6X100X1,RW | 307.62 | EA | 0
A929A097 | Canada | CAD | WASHER,FLAT,5/16 S.S. | 0.21 | EA | 0
UTB110SP | Canada | CAD | PROTECTOR,SURGE,UTB,1PAIR | 184.18 | EA | 0
EL14A2N | Canada | CAD | COUPLER,LENTON,SOURCED,A2 | 15.34 | EA | 0
EGBA14230EET | Canada | CAD | BAR,GRD BUS,1/4 X 2 X 30, | 374.4 | EA | 0
RBWS1467C | Canada | CAD | BASIN,POURING,#8 STANDARD | 292.1 | EA | 0
534011 | Canada | CAD | FLEX ADV2MTC 3X20X1 | 120.43 | EA | 0
534011ABB04 | Canada | CAD | FLEXIBAR,ADV,3X20X1,ABB | 101.05 | EA | 0
RTH562G | Canada | CAD | MOLD,CABLE TO REBAR,HORZ | 484.97 | EA | 0
534034GE57 | Canada | CAD | FLEXIBAR,ADV,6X40X1MM,GE, | 376.96 | EA | 0
EL25P9SSN | Canada | CAD | COUPLER,LENTON,POSITION, | 335.23 | EA | 0
554402B | Canada | CAD | BRAID,SS,LUG,70MM2,BULK | 96.16 | EA | 0
ADCOMP057 | Canada | CAD | MEDIUM FINIAL TIP, D/SMKI | 87.8 | EA | 0
B577C1N33.5 | Canada | CAD | JUMPER,SUBASSY,W/TERMINAL | 6.57 | EA | 0
EGBA38509AA | Canada | CAD | BAR,GRD BUS,3/8 X 5 X 9 | 234 | EA | 0
T315 | Canada | CAD | TOOL,KIT, | 535.72 | EA | 0
563100 | Canada | CAD | CLIP,RAIL,DIN,ASSY,M4 | 2.5 | EA | 0
RBT14101A | Canada | CAD | SLEEVE,CADWELD,#14 T-SERI | 161 | EA | 0
EL2822A2 | Canada | CAD | COUPLER,LENTON STANDARD,# | 62.69 | EA | 0
SBPAJ537 | Canada | CAD | BOND,PLUG,5/16X37 LONG | 27.94 | EA | 0
XBZ9G3Q | Canada | CAD | MOLD,CABLE,HORZ X LAPPED | 793.75 | EA | 0
551280 | Canada | CAD | PLATE,PVC,1000X2000X3MM, | 182 | EA | 0
ZZRPCS | Canada | CAD | RAIL CONSULTING SERVICES | 16469.48 | EA | 0
HDGBF37 | Canada | CAD | MOLD,GRD ROD TO ROD, | 659.46 | EA | 0
CAHBA1L8 | Canada | CAD | MOLD,CABLE TO HORZ CAST I | 168.64 | EA | 0
PB10SS3S001 | Canada | CAD | MOLD,CABLE,HORZ SPLICE | 199.84 | EA | 0
LPC670 | Canada | CAD | STRAP,CU,CABLE HOLDER, | 115.58 | EA | 0
548640 | Canada | CAD | INSULATOR,BUSBAR,ISO TP | 19.12 | EA | 0
B540C286 | Canada | CAD | STRIP,BUS,DETAIL,1/16X1X | 31.94 | EA | 0
SVR9F | Canada | CAD | MOLD,CABLE,VERT SPLICE | 376.08 | EA | 0
GTC151V | Canada | CAD | MOLD,CABLE TO GRD ROD,VER | 276.78 | EA | 0
LAC9KGJ | Canada | CAD | MOLD,CABLE TO BUS/LUG,HOR | 276.78 | EA | 0
556675B | Canada | CAD | BRAID,CU,25MM2,BLK,MBJ 25 | 1.88 | EA | 0
SRGBF078 | Canada | CAD | GRID,SRG,14 X 78,26 GAGE | 5826.28 | EA | 0
HDXAC9F9F | Canada | CAD | MOLD,CABLE,HORZ X SAME PL | 276.78 | EA | 0
LPC502 | Canada | CAD | SPLICE,CABLE,STAMPED ASSE | 17.77 | EA | 0
VSC1PV3C | Canada | CAD | MOLD,CABLE TO VERT STL,45 | 276.78 | EA | 0
568679 | Canada | CAD | EARTHING & NEUTRAL BUSBAR | 8.96 | EA | 0
MBA70 | Canada | CAD | MOLD,BLANK,VERTICAL SPLIT | 524.23 | EA | 0
A238KD2S24LH | Canada | CAD | CLAMP,FENCE,4/0 X 24 IN F | 451.63 | EA | 0
GPR16Y4 | Canada | CAD | MOLD,CABLE TO GRD ROD,VER | 376.08 | EA | 0
PTC1V1G | Canada | CAD | MOLD,CABLE, HORZ THRU PAR | 276.78 | EA | 0
534056RW26 | Canada | CAD | FLEXIBAR,ADV,6X100X1MM,RW | 562.03 | EA | 0
EHL58C2G | Canada | CAD | CONNECTOR,COMPRESSION,CU, | 30.95 | EA | 0
LAC3BEE | Canada | CAD | MOLD,300RPLY TO 1/4INXIIN | 276.78 | EA | 0
LAC9FEE | Canada | CAD | MOLD,CABLE TO BUS/LUG,HOR | 276.78 | EA | 0
VTC2L | Canada | CAD | MOLD,CABLE TO VERT STL,HO | 276.78 | EA | 0
VLC2QLH | Canada | CAD | MOLD,CABLE TO VERT STL,HO | 276.78 | EA | 0
SB20118W2 | Canada | CAD | BOND,CADWELD TAB,5/16X9 3 | 21.1 | EA | 0
PTCY6Y2 | Canada | CAD | MOLD,CABLE, HORZ THRU PAR | 276.78 | EA | 0
LPCC586NC4 | Canada | CAD | COPPERCLAD AIR TERMINAL 5 | 185.8 | EA | 0
549513 | Canada | CAD | SUPPORT,ALUMINUM | 29.82 | EA | 0
EGBB14420CC | Canada | CAD | BAR,GRD BUS,1/4 X 4 X 20 | 304.2 | EA | 0
568676 | Canada | CAD | CONNECTOR,GROUNDING,BAR, | 6.03 | EA | 0
LMCEG2V | Canada | CAD | MOLD,CABLE TO BUS/LUG,VER | 276.78 | EA | 0
ECRB3M | Canada | CAD | ELECTRODE,SUBASSY,CHEM GR | 1717 | EA | 0
534036GE05 | Canada | CAD | FLEXIBAR,ADV,10X40X1MM,GE | 403.48 | EA | 0
PCC2L2G | Canada | CAD | MOLD,CABLE,HORZ TAP PARAL | 276.78 | EA | 0
PB72QVJH84C | Canada | CAD | MOLD,CABLE TO LUG,HORZ | 476.13 | EA | 0
LPC150L1000 | Canada | CAD | CABLE,CU,MINI SMOOTH | 5.84 | FT | 0
HDPTDY6Y6 | Canada | CAD | MOLD,CABLE,HORZ THRU PARA | 586.79 | EA | 0
LLCJK2Q | Canada | CAD | MOLD,CABLE TO BUS/LUG,VER | 276.78 | EA | 0
A170A45 | Canada | CAD | INSERT,GRAPHITE,.5 X 3.5 | 24.18 | EA | 0
PB20XA2Q2Q | Canada | CAD | MOLD,CABLE,HORZ X SAME PL | 199.84 | EA | 0
ERICORE077T | Canada | CAD | DOWNCONDUCTOR,LIGHTNING, | 14340.13 | EA | 0
HAH2C350C | Canada | CAD | MOLD,CABLE TO HORZ STL,HO | 484.97 | EA | 0
LPC136500 | Canada | CAD | CABLE,CU,CONCENTRIC,37 | 15.59 | EA | 0
534408 | Canada | CAD | IBSB ADV 50-330-8-10 | 24.45 | EA | 0
A809A04F30 | Canada | CAD | WIRE,CU,SOL,BARE,#6,HARD | 53.27 | EA | 0
557460 | Canada | CAD | BRAID,ROUND,CU,50MMSQ,11M | 31.46 | MR | 0
B30113 | Canada | CAD | MOLD,COVER,GRAPHITE,3 X 3 | 63.92 | EA | 0
PTC2L2LW | Canada | CAD | MOLD,CABLE, HORZ THRU PAR | 329.2 | EA | 0
635883 | Canada | CAD | ROD,GRD,5/8X8,SEC,CU BOND | 58.46 | EA | 0
SSC2QY5 | Canada | CAD | MOLD,CABLE,HORZ SPLICE | 276.78 | EA | 0
ML500 | Canada | CAD | TOOL,QUICK-WEDGE,PIN DRIV | 24525.49 | EA | 0
VFR8E | Canada | CAD | MOLD,CABLE TO VERT STL,VE | 376.08 | EA | 0
LPS226 | Canada | CAD | POINT,SS,1/2IN X 30IN | 50.26 | EA | 0
T393 | Canada | CAD | TOOL,SAFETY,GLASSES,ULTRA | 40.24 | EA | 0
PBWY4001RH | Canada | CAD | MOLD,RAIL,CABLE HORZ TO W | 97.14 | EA | 0
RTC522L | Canada | CAD | MOLD,CABLE TO REBAR,HORZ | 276.78 | EA | 0
BMCCAMCAJ | Canada | CAD | MOLD,BUS BAR,HORZ TEE BAR | 276.78 | EA | 0
PTC2Q2G | Canada | CAD | MOLD,CABLE,HORZ THRU PARA | 276.78 | EA | 0
EBCEAJEAJ | Canada | CAD | MOLD,BUS BAR,HORZ X LAPPE | 276.78 | EA | 0
LPC050IN0520.0 | Canada | CAD | CABLE, CU, SMOOTH WEAVE, | 9999.99 | EA | 0
VGT1H004M | Canada | CAD | MOLD,CABLE TO VERT STL,HO | 269.61 | EA | 0
EL2820A2MG | Canada | CAD | COUPLER,LENTON STANDARD,# | 106.34 | EA | 0
568665 | Canada | CAD | BRACKET,EARTH BAR,EBB | 12.69 | EA | 0
554405B | Canada | CAD | BRAID,SS,LUG,50MM2,BULK | 94.67 | EA | 0
554326 | Canada | CAD | BRAID,EARTH,SS,35MM2,CPI | 30.45 | EA | 0
SRGC1240S | Canada | CAD | CLAMP,SRG,12SOL-4/0STR SQ | 76.19 | EA | 0
LPC302L38V | Canada | CAD | BASE,CABLE,AND AIR TERMIN | 92.92 | EA | 0
HDGBD16W | Canada | CAD | MOLD,GRD ROD TO ROD/RECEP | 613 | EA | 0
A927F201 | Canada | CAD | BOLT,HEX HEAD,1/2-13 X 1- | 6.77 | EA | 0
PTC2L1H | Canada | CAD | MOLD,CABLE, HORZ THRU PAR | 276.78 | EA | 0
RBT141011A | Canada | CAD | SLEEVE,CADWELD,#14 -1 T | 167.76 | EA | 0
FLXPAPG0003 | Canada | CAD | FLEXIBAR,ADV,4X80X1MM,APG | 364.78 | EA | 0
CAHBA1H14 | Canada | CAD | MOLD,CABLE TO HORZ CAST | 168.64 | EA | 0
LPC678 | Canada | CAD | STRAP,CU,CABLE TO PIPE | 167.18 | EA | 0
EGBA12416AA | Canada | CAD | BAR,GRD BUS,1/2 X 4 X 16 | 397.8 | EA | 0
LPC820 | Canada | CAD | HOLDER,CU,CAST,SILO DRIVE | 4.99 | EA | 0
EGBA38420CC | Canada | CAD | BAR,GRD BUS,3/8 X 4 X 20 | 335.4 | EA | 0
VBC3DV10 | Canada | CAD | MOLD,CABLE TO VERT STL,VE | 276.78 | EA | 0
PB10LBS6EF | Canada | CAD | MOLD,CABLE TO BUS/LUG,HOR | 199.84 | EA | 0
FLXPAPG0004 | Canada | CAD | FLEXIBAR,ADV,4X80X1MM,APG | 800.44 | EA | 0
EL57TD6ES | Canada | CAD | COUPLER,LENTON TERMINATOR | 166.44 | EA | 0
CAD05 | Canada | CAD | DIE,ASSY,HAMMER,1/0 CONC, | 383.32 | EA | 0
LJCAG2L | Canada | CAD | MOLD,CABLE TO BUS/LUG,HO | 276.78 | EA | 0
SBGT1181LPLUS | Canada | CAD | ONE SHOT,#3 SOL THRU #6 | 19.71 | EA | 0
EL57TSASA2400 | Canada | CAD | COUPLER,LENTON,SASA,DBL | 326.91 | EA | 0
PCLB159.8 | Canada | CAD | PYRAMID, LOCKHEED, B159 | 15271.67 | EA | 0
LPS421 | Canada | CAD | POINT,SS,INDUSTRIAL STACK | 125.62 | EA | 0
TAC1G1T | Canada | CAD | MOLD,CABLE,HORZ TEE | 276.78 | EA | 0
SBS898F | Canada | CAD | MOLD,WELDER,5/16 TAB,T6 W | 228.89 | EA | 0
LPC33912 | Canada | CAD | BASE,CU,CAST, CONE, | 52.43 | EA | 0
ERICORE078T | Canada | CAD | DOWNCONDUCTOR,LIGHTNING, | 14505.73 | EA | 0
PB13TP1V | Canada | CAD | MOLD,CABLE TO RAIL,HORZ | 271.52 | EA | 0
EL16D14 | Canada | CAD | ANCHOR,LENTON,TERMINATOR, | 24.09 | EA | 0
VSC2QV3.50 | Canada | CAD | MOLD,CABLE TO VERT STL,45 | 276.78 | EA | 0
568668 | Canada | CAD | EARTHING & NEUTRAL BUSBAR | 81.71 | EA | 0
EGBF14424RR | Canada | CAD | BUSBAR,GRD,CU,1/4X4X24,RR | 475.8 | EA | 0
635850FS01 | Canada | CAD | ROD,GRD,5/8X1500MM,CU BON | 36.5 | EA | 0
TSCSTP | Canada | CAD | TOOL,SET,CADWELD | 92.24 | EA | 0
SDT58 | Canada | CAD | THREADED DRILLING TIP | 10.73 | EA | 0
GMR242Q | Canada | CAD | MOLD,CABLE TO GRD ROD,VER | 376.08 | EA | 0
RBWS1481G | Canada | CAD | BASIN,POURING,#14 TO #11 | 440.8 | EA | 0
B102EG45001 | Canada | CAD | LUG,CU,1/4X1-1/2,2 HOLE, | 47.83 | EA | 0
RRA581V | Canada | CAD | MOLD,CABLE TO REBAR,HORZ | 168.64 | EA | 0
PBCY4001LHM | Canada | CAD | MOLD,BOND,70MM2 CONC | 199.84 | EA | 0
LPC226B | Canada | CAD | POINT,CU,BARE,1/2IN X | 87.17 | EA | 0
LPCC584NC4 | Canada | CAD | COPPERCLAD AIR TERMINAL 5 | 142.78 | EA | 0
EGBA14448CC | Canada | CAD | BAR,GRD BUS,1/4 X 4 X 48 | 721.5 | EA | 0
GTC149F | Canada | CAD | MOLD,CABLE TO GRD ROD,VER | 276.78 | EA | 0
HDTAC2L2L | Canada | CAD | MOLD,CABLE,HORZ TEE | 276.78 | EA | 0
PBPLUSCU2L15 | Canada | CAD | CADWELD PLUS G2 LOW TEMP | 368.93 | EA | 0
GUYCMP4 | Canada | CAD | SLEEVE,CRIMP,4MM GUYING | 2.99 | EA | 0
VTC2Q1.25 | Canada | CAD | MOLD,CABLE TO VERT STL,HO | 276.78 | EA | 0
ERICORE125U | Canada | CAD | DOWNCONDUCTOR,LIGHTNING | 20697.37 | EA | 0
534007EA05 | Canada | CAD | FLEXIBAR,ADV,4X15.5X0.8MM | 153.88 | EA | 0
XBM2V2C | Canada | CAD | MOLD,CABLE,HORZ X LAPPED | 844.84 | EA | 0
534053RW10 | Canada | CAD | FLEXIBAR,ADV,10X80X1,RW | 702.57 | EA | 0
534019STK02 | Canada | CAD | FLEXIBAR,ADV,5X24X1MM,STK | 47.07 | EA | 0
550360 | Canada | CAD | BUSBAR,PUNCH,1,75 M DPCB | 1647.33 | EA | 0
EGBA14215TES | Canada | CAD | BAR ASSY,GRD BUS,1/4X2X15 | 159.9 | EA | 0
XLVSC2QV3C | Canada | CAD | MOLD,CABLE TO VERT STL,45 | 328.55 | EA | 0
NCR182G1V | Canada | CAD | MOLD,CABLE TO GRD ROD,HOR | 376.08 | EA | 0
DS58SEC | Canada | CAD | STUD,DRIVE,SECT,5/8 NOM | 5.76 | EA | 0
EL25P9NES | Canada | CAD | COUPLER,LENTON,SOURCED,P9 | 93.79 | EA | 0
GEC31 | Canada | CAD | MOLD,GRD ROD,HORZ SPLICE | 276.78 | EA | 0
B3452Q | Canada | CAD | COLLAR,WELDING,4/0 CONC | 13.57 | EA | 0
EL20SAEDCF | Canada | CAD | COUPLER,LENTON,SA,#6, | 42.84 | EA | 0
VGCY1 | Canada | CAD | MOLD,CABLE TO VERT STL,HO | 276.78 | EA | 0
534034GE28 | Canada | CAD | FLEXIBAR,ADV,6X40X1MM,GE, | 309.15 | EA | 0
RBW7396H | Canada | CAD | INSTALLATION KIT,EQUIP,#6 | 2033.71 | EA | 0
534436 | Canada | CAD | IBSB ADV 185-430-10-12 | 98.57 | EA | 0
SBTBJ3460 | Canada | CAD | BOND,JUMPER,3/16 & 1 TAB | 19.6 | EA | 0
VNC1LRH | Canada | CAD | MOLD,CABLE TO VERT STL,HO | 276.78 | EA | 0
RB45SC23075LHJ | Canada | CAD | BASIN,POURING,#14 45 DEG | 1068.15 | EA | 0
GRC182L | Canada | CAD | MOLD,CABLE TO GRD ROD,VER | 276.78 | EA | 0
150F80HQ | Canada | CAD | WELD METAL,CADWELD,F80 HQ | 35.46 | EA | 0
S90-03-26 | Canada | CAD | TDS1502BR150A | 313.69 | EA | 0
XBM2Q2GHQ | Canada | CAD | MOLD,CABLE,HORZ X LAPPED | 844.84 | EA | 0
FJ9C001B30SK | Canada | CAD | JUMPER,SWAGED,7/#7 CW 30 | 101.91 | EA | 0
534429 | Canada | CAD | IBSB ADV 120-330-10 | 57.73 | EA | 0
TDCY6Y1 | Canada | CAD | MOLD,CABLE,HORZ TEE MULTI | 276.78 | EA | 0
B522H | Canada | CAD | CLAMP,ASSY,4 NOMINAL PIPE | 129.87 | EA | 0
VBC9FV2 | Canada | CAD | MOLD,CABLE TO VERT STL,VE | 276.78 | EA | 0
GRC18S7 | Canada | CAD | MOLD,CABLE TO GRD ROD,VER | 276.78 | EA | 0
XLLQJEH2QS | Canada | CAD | MOLD,CABLE TO BUS/LUG, | 1242.93 | EA | 0
ELFG50TCA | Canada | CAD | BAR,INSPECTION,50MM,FIELD | 193.16 | EA | 0
LK7GV | Canada | CAD | LENTON INTERLOK, HDG, | 109.26 | EA | 0
SBT365 | Canada | CAD | SEALANT,SILICONE RUBBER,2 | 86.94 | EA | 0
BK.5X4 | Canada | CAD | STOCK,STRIP,1/2 X 4 IN,CU | 26.61 | EA | 0
MBE16 | Canada | CAD | MOLD,BLANK,150200 E PRICE | 775.14 | EA | 0
VSC8K | Canada | CAD | MOLD,CABLE TO VERT STL,45 | 276.78 | EA | 0
HDTAC2V3D | Canada | CAD | MOLD,CABLE,HORZ TEE | 276.78 | EA | 0
RRH56Y4 | Canada | CAD | MOLD,CABLE TO REBAR,HORZ | 484.97 | EA | 0
LPA808 | Canada | CAD | STRAP,CABLE,ALUM,1IN PIPE | 25.35 | EA | 0
EGBA14412BE | Canada | CAD | BAR ASSY,GRD BUS,1/4X4X12 | 195 | EA | 0
TACY3Y7 | Canada | CAD | MOLD,CABLE,HORZ TEE | 276.78 | EA | 0
RTC532C | Canada | CAD | MOLD,CABLE TO REBAR,HORZ | 276.78 | EA | 0
VSCSFV2 | Canada | CAD | MOLD,CABLE TO VERT STL,45 | 276.78 | EA | 0
RBT1110130H | Canada | CAD | SPLICE,KIT,#11 CADWELD T- | 323.61 | EA | 0
LPC1521000 | Canada | CAD | CABLE,CU,MINI SMOOTHWEAVE | 8.01 | FT | 0
EL36A2SSN | Canada | CAD | COUPLER,LENTON STANDARD,# | 248.15 | EA | 0
RBWS1481K | Canada | CAD | BASIN,POURING,#18 TO #14 | 440.8 | EA | 0
613440CEBN | Canada | CAD | ROD,GRD,3/4X1200MM,10 MIL | 40.7 | EA | 0
PBWX201LH | Canada | CAD | MOLD,CABLE,WEB BOND TO WE | 143.81 | EA | 0
ERICORE075U | Canada | CAD | DOWNCONDUCTOR,LIGHTNING, | 12418.38 | EA | 0
GYR182LW | Canada | CAD | MOLD,CABLE TO GRD ROD,VER | 454.7 | EA | 0
CMJ22JM | Canada | CAD | MOLD,BUS TO GRD ROD,VERT | 428.49 | EA | 0
534018ABB15 | Canada | CAD | FLEXIBAR,ADV,4X24X1MM,ABB | 281.98 | EA | 0
CAVST1LA | Canada | CAD | MOLD,CABLE TO VERT STL,45 | 269.61 | EA | 0
45 | Canada | CAD | WELD METAL,CADWELD,F20 | 13.31 | EA | 0
B2700A2C1WH | Canada | CAD | TERMINAL,BLOCK KIT, | 53.61 | EA | 0
155320EMT01 | Canada | CAD | ROD,GRD,5/8X1.8M,CU BOND, | 61.83 | EA | 0
LPC227BOSCN | Canada | CAD | TERMINAL,AIR,1/2 DIA OFFS | 97.72 | EA | 0
PCC2C1G | Canada | CAD | MOLD,CABLE, HORZ TAP PARA | 276.78 | EA | 0
GYR181H | Canada | CAD | MOLD,CABLE TO GRD ROD,VER | 376.08 | EA | 0
EGBA14424QQ | Canada | CAD | BAR,GRD BUS,1/4 X 4 X 24 | 366.6 | EA | 0
RBB992JA | Canada | CAD | SLEEVE,CADWELD,#9 B-SERIE | 137 | EA | 0
RRH58Y5M | Canada | CAD | MOLD,CABLE TO REBAR,HORZ | 369.97 | EA | 0
FLXPLAM0078 | Canada | CAD | FLEXIBAR,ADV,2X15.5X0.8 | 338.95 | EA | 0
RHC531V | Canada | CAD | MOLD,CABLE TO REBAR,HORZ | 276.78 | EA | 0
LPP691 | Canada | CAD | REBAR,BONDING,ASSY,C122 | 126.83 | EA | 0
GYE188N | Canada | CAD | MOLD,CABLE TO GRD ROD,VER | 775.14 | EA | 0
VNC1TRH | Canada | CAD | MOLD,CABLE TO VERT STL,HO | 276.78 | EA | 0
VBC2GV2.50 | Canada | CAD | MOLD,CABLE TO VERT STL,VE | 276.78 | EA | 0
GYE18Y5 | Canada | CAD | MOLD,CABLE TO GRD ROD,VER | 775.14 | EA | 0
SSC3Q2Q | Canada | CAD | MOLD,CABLE,HORZ SPLICE | 276.78 | EA | 0
MPSC404SS | Canada | CAD | CLAMP,MULTIPURPOSE GROUND | 34.74 | EA | 0
PHR1H1H | Canada | CAD | MOLD,CABLE, VERT THRU PAR | 376.08 | EA | 0
SBB200PRH | Canada | CAD | MOLD,WEB SIGNAL BOND,35MM | 84.16 | EA | 0
LK311A | Canada | CAD | GROMMET,RUBBER,#11 FORM M | 29.55 | EA | 0
HARS112GA | Canada | CAD | MOLD,CABLE TO HORZ STL,HO | 376.08 | EA | 0
LPA103IN405 | Canada | CAD | CABLE,AL,SMOOTH WEAVE, | 4.58 | EA | 0
534112LAM01 | Canada | CAD | FLEXIBAR,ADV,4X20X1MM,3M, | 405.85 | EA | 0
534058TMS03 | Canada | CAD | FLEXIBAR,ADV,10X100X1,TMS | 2138.29 | EA | 0
RCE562G | Canada | CAD | MOLD,CABLE TO REBAR,VERT | 775.14 | EA | 0
CAPCN2G1V | Canada | CAD | MOLD,CABLE,HORZ TAP | 339.33 | EA | 0
505643 | Canada | CAD | BUSBAR,CU,TINNED,0.50X6X | 652.51 | EA | 0
HSC3X | Canada | CAD | MOLD,CABLE TO HORZ STL, H | 276.78 | EA | 0
684415 | Canada | CAD | ROD,GROUND,SS.1 INCH X 15 | 883.75 | EA | 0
SBA2363J | Canada | CAD | SLEEVE,COUPLER,COMP | 187.41 | EA | 0
LPC050 | Canada | CAD | CABLE,CU,SMOOTH WEAVE, | 10.43 | EA | 0
NCR162L | Canada | CAD | MOLD,CABLE TO GRD ROD,HOR | 376.08 | EA | 0
HAH2L2 | Canada | CAD | MOLD,CABLE TO HORZ STL,HO | 484.97 | EA | 0
T313 | Canada | CAD | BRUSH,CARD CLOTH | 28.65 | EA | 0
FLXPKOM0007 | Canada | CAD | FLEXIBAR,ADV,3X40X1MM,KOM | 388.885 | EA | 0
LJCCAJY7 | Canada | CAD | MOLD,CABLE TO BUS/LUG,HOR | 276.78 | EA | 0
EL57TA2 | Canada | CAD | COUPLER,LENTON STANDARD,# | 131 | EA | 0
557380 | Canada | CAD | LUG,TINNED,CU,PB50,15-50, | 3.37 | EA | 0
RMR562Q | Canada | CAD | MOLD,CABLE TO REBAR,VERT | 376.08 | EA | 0
PB10GT332Q | Canada | CAD | MOLD,CABLE TO GRD ROD,VER | 271.52 | EA | 0
HAA1H162C | Canada | CAD | MOLD,CABLE TO HORZ STL,HO | 168.64 | EA | 0
PB13ST2Q150BRH | Canada | CAD | MOLD,CABLE TO RAIL,HORZ T | 271.52 | EA | 0
TAC7R7R | Canada | CAD | MOLD,CABLE,HORZ TEE | 276.78 | EA | 0
503530 | Canada | CAD | BRAID,CU,TINNED,150 M LG, | 9.05 | MR | 0
SBB298D18 | Canada | CAD | TUBE,BOOTLEG RISER,3 OD X | 180.91 | EA | 0
534052RW14 | Canada | CAD | FLEXIBAR,ADV,8X80X1MM,RW, | 550.07 | EA | 0
PTC2V2C | Canada | CAD | MOLD,CABLE, HORZ THRU PAR | 276.78 | EA | 0
PB10SS2W2VC | Canada | CAD | MOLD,CABLE,HORZ SPLICE | 199.84 | EA | 0
556661 | Canada | CAD | BRAID,CU,16MM2,BLK | 3.45 | EA | 0
A802A04T | Canada | CAD | CABLE,INSUL,500KCM CONC 1 | 6.37 | EA | 0
LEC2QDE | Canada | CAD | MOLD,CABLE TO BUS/LUG,HOR | 276.78 | EA | 0
MBA44B | Canada | CAD | MOLD,BLANK,R PRICE 90115 | 276.64 | EA | 0
PCCY4Y4 | Canada | CAD | MOLD,CABLE, HORZ TAP PARA | 276.78 | EA | 0
CAHAAY1 | Canada | CAD | MOLD,CABLE TO HORZ STL,HO | 168.64 | EA | 0
B121CE14 | Canada | CAD | LUG,GL,TINNED CU,1/8X1IN | 12.6 | EA | 0
HDVSC2P | Canada | CAD | MOLD,CABLE TO VERT STL,45 | 276.78 | EA | 0
CAHEA1K24 | Canada | CAD | MOLD,CABLE,TO HORZ CAST I | 168.64 | EA | 0
EL1210A12 | Canada | CAD | COUPLER,LENTON,A12,#4-#3 | 45.88 | EA | 0
EL36A32K | Canada | CAD | COUPLER,LENTON,STANDARD, | 171.05 | EA | 0
LPC533 | Canada | CAD | PLATE,CU,STAMPED,BONDING | 34.1 | EA | 0
TAC2Q2QW | Canada | CAD | MOLD,CABLE,HORZ TEE | 355.41 | EA | 0
611360SP01 | Canada | CAD | ROD,GRD,1/2X6,CU BONDED, | 33.36 | EA | 0
LJCEALT3 | Canada | CAD | MOLD,CABLE TO BUS/LUG,HO | 276.78 | EA | 0
PTCY8Y5 | Canada | CAD | MOLD,CABLE,HORZ THRU | 276.78 | EA | 0
LPC62638 | Canada | CAD | ADAPTER,CU,THRU-ROOF, | 127.86 | EA | 0
B101GH | Canada | CAD | LUG,CU,3/8 X 2 W/1-11/16 | 70.46 | EA | 0
XBM2Q2GM | Canada | CAD | MOLD,CABLE,HORZ X LAPPED | 574.44 | EA | 0
534035 | Canada | CAD | FLEX ADV2MTC 8X40X1 | 491.56 | EA | 0
633450S | Canada | CAD | ROD,CU GRD,S534 | 53.66 | EA | 0
B399DS | Canada | CAD | FRAME,ASSY,1 9/16 MINI EZ | 369.11 | EA | 0
615880ESB | Canada | CAD | ROD,GRD,5/8X8,CU CLAD,10 | 52.65 | EA | 0
A130K14 | Canada | CAD | TUBING,HEAT SHRINK,1 TO 3 | 67.47 | EA | 0
MCCSCP350 | Canada | CAD | KIT,MOUNTING,FLUSH,SES65 | 9999.99 | EA | 0
534053PDI20 | Canada | CAD | FLEXIBAR,ADV,10X80X1,PDI | 453.27 | EA | 0
SSC9K | Canada | CAD | MOLD,CABLE,HORZ SPLICE | 276.78 | EA | 0
XAC2V2Q | Canada | CAD | MOLD,CABLE,HORZ X SAME PL | 276.78 | EA | 0
SBTBT21C | Canada | CAD | WELDER,BOND,3/16 & 1 TAB, | 624.17 | EA | 0
LPA672 | Canada | CAD | STRAP,AL,CABLE TO PIPE | 63.1 | EA | 0
TAC9T9T | Canada | CAD | MOLD,CABLE,HORZ TEE | 276.78 | EA | 0
TDX100S120/240D | Canada | CAD | PROTECTOR,SURGE,TDX100S,3 | 1995.98 | EA | 0
CAVSTW2 | Canada | CAD | MOLD,CABLE TO VERT STL,45 | 269.61 | EA | 0
EL3632A2ES | Canada | CAD | COUPLER,LENTON STANDARD,# | 107.04 | EA | 0
EL28PPPN | Canada | CAD | PLUG,PARALLEL,LENTON | 1.33 | EA | 0
NT1161G | Canada | CAD | ONE-SHOT,CABLE TO GRD ROD | 31.37 | EA | 0
GLCEE2Q | Canada | CAD | MOLD,CABLE TO LUG,HORZ | 276.78 | EA | 0
PQC320FP | Canada | CAD | PLATE,FLUSH,SES320 SERIES | 641.76 | EA | 0
PB10SS2W3S | Canada | CAD | MOLD,CABLE,HORZ SPLICE | 199.84 | EA | 0
PAIL5 | Canada | CAD | PAIL,ASSY,5 GALLON,PLASTI | 59.92 | EA | 0
A239HC2S242G5RH | Canada | CAD | CLAMP,FENCE,4/0FLEX 24LG, | 550.52 | EA | 0
STR20300S4 | Canada | CAD | STRAP,2 HOLE PIPE,3 IN,30 | 248.22 | EA | 0
XACY2Y1 | Canada | CAD | MOLD,CABLE,HORZ X SAME PL | 276.78 | EA | 0
TAC2G9D | Canada | CAD | MOLD,CABLE,HORZ TEE | 276.78 | EA | 0
GRC142C | Canada | CAD | MOLD,CABLE TO GRD ROD,VER | 276.78 | EA | 0
RBHSC23075M | Canada | CAD | BASIN,POURING,#18 HORIZ.S | 1452.79 | EA | 0
PLUSCU2BD | Canada | CAD | CADWELD PLUS CONTROL UNIT | 190.83 | EA | 0
MBA44 | Canada | CAD | MOLD,BLANK,R PRICE 90115 | 223.59 | EA | 0
A238HB2S24RH | Canada | CAD | CLAMP,FENCE,4/0X24IN,FLEX | 381.11 | EA | 0
A930W013 | Canada | CAD | PLUG,ANCHOR,PLASTIC,#10 | 0.21 | EA | 0
GRC18Y2 | Canada | CAD | MOLD,CABLE TO GRD ROD,VER | 276.78 | EA | 0
PB10SS3B2W001 | Canada | CAD | MOLD,CABLE,HORZ SPLICE | 199.84 | EA | 0
GNR181H | Canada | CAD | MOLD,CABLE TO GRD ROD,VER | 376.08 | EA | 0
EL57TC3J | Canada | CAD | COUPLER,LENTON HALF,#18,3 | 122.34 | EA | 0
LLCEH1T | Canada | CAD | MOLD,CABLE TO BUS/LUG,VER | 276.78 | EA | 0
S679P50 | Canada | CAD | PIN,MOLD,3/16 DIA X 7/8,C | 31.2 | EA | 0
EL28CFFW | Canada | CAD | LENTON,FORM SAVER,W/STEEL | 6.31 | EA | 0
EGBF14318CC | Canada | CAD | BUSBAR,CU,ASSY,1/4X3X18 | 306.8 | EA | 0
TAC1T2G | Canada | CAD | MOLD,CABLE,HORZ TEE | 276.78 | EA | 0
CAVHP1V4 | Canada | CAD | MOLD,CABLE TO VERT CAST I | 304.14 | EA | 0
ERICORE106T | Canada | CAD | DOWNCONDUCTOR,LIGHTNING, | 19141.93 | EA | 0
RDH592G | Canada | CAD | MOLD,CABLE TO REBAR,HORZ | 484.97 | EA | 0
BXBR11 | Canada | CAD | BOX,BROWN | 2.57 | EA | 0
DT175M | Canada | CAD | TYPE 1 MODULE, 75V | 193.25 | EA | 0
TAC9G2Q | Canada | CAD | MOLD,CABLE,HORZ TEE | 276.78 | EA | 0
EL57TA2NGV | Canada | CAD | COUPLER,LENTON,STANDARD, | 186.74 | EA | 0
GRC222S | Canada | CAD | MOLD,CABLE TO GRD ROD,VER | 276.78 | EA | 0
554530 | Canada | CAD | POLY,SLEEVE,50 M,GREY | 3.85 | MR | 0
FLXPABB0008 | Canada | CAD | FLEXIBAR,ADV,10X40X1,ABB, | 488.74 | EA | 0
CGE5CP | Canada | CAD | ROD,GRD,5/8,SHORT GROUND | 121.38 | EA | 0
EDT235040R | Canada | CAD | ENHANCED TYPE 2, 350V, | 524.06 | EA | 0
GBR16R1 | Canada | CAD | MOLD,GRD ROD TO ROD/RECEP | 376.08 | EA | 0
HSC1H | Canada | CAD | MOLD,CABLE TO HORZ STL,HO | 276.78 | EA | 0
RDH549F | Canada | CAD | MOLD,CABLE TO REBAR,HORZ | 484.97 | EA | 0
XLVSC1L | Canada | CAD | MOLD,CABLE TO VERT STL,45 | 328.55 | EA | 0
CAB496A36B0 | Canada | CAD | STRAP,BOND,11 IN LG,2 PUN | 22.28 | EA | 0
SSC8F | Canada | CAD | MOLD,CABLE,HORZ SPLICE | 276.78 | EA | 0
PB13TP2C30AS | Canada | CAD | MOLD,CABLE TO RAIL,HORZ T | 271.52 | EA | 0
TAC2G2G | Canada | CAD | MOLD,CABLE,HORZ TEE | 276.78 | EA | 0
GFC31SJ | Canada | CAD | MOLD,CABLE TO GRD ROD,HOR | 276.78 | EA | 0
534034GE29 | Canada | CAD | FLEXIBAR,ADV,6X40X1MM,GE, | 285.66 | EA | 0
RBW346544 | Canada | CAD | FRAME,CRUCIBLE,4 IN | 659.94 | EA | 0
A928B041 | Canada | CAD | NUT,HEX,1/2-13 STAINLESS | 1.11 | EA | 0
565000 | Canada | CAD | BRAID,PREFAB,250X40X1.2MM | 17.93 | EA | 0
EL12D6SP01 | Canada | CAD | COUPLER,LENTON,TERMINATOR | 52.96 | EA | 0
GCHSC2530 | Canada | CAD | KIT,CLIP,GLUED RAIL TIE,2 | 321.23 | EA | 0
T336 | Canada | CAD | BRUSH,WIRE, | 57.67 | EA | 0
LPS661CTO | Canada | CAD | ROD,SS,THREADED,3/8 DIA, | 1.39 | EA | 0
PB60BMJH002 | Canada | CAD | MOLD,BUS BAR,HORZ TEE BAR | 423.66 | EA | 0
PTC3A9FW | Canada | CAD | MOLD,CABLE,HORZ THRU PARA | 329.2 | EA | 0
CBSC13 | Canada | CAD | CU-BONDED STL COND,100M, | 1245.91 | EA | 0
EL28D6SS | Canada | CAD | COUPLER,LENTON TERMINATOR | 207.81 | EA | 0
SBPAJB44 | Canada | CAD | BOND,PLUG,S5 44 LONG | 17.94 | EA | 0
SBTBTB4CL | Canada | CAD | MOLD ASSY,BOND,3/16 & 1 | 219.6 | EA | 0
TDC12MBCH | Canada | CAD | CABLE,COMPOSITE,19 STRAND | 147.64 | EA | 0
229113 | Canada | CAD | MOLD, MRR-95-G-NMBS | 52.33 | EA | 0
SPDM200120/240 | Canada | CAD | PROTECTOR,SURGE,TDX200M,2 | 5721.42 | EA | 0
RTC522G | Canada | CAD | MOLD,CABLE TO REBAR,HORZ | 276.78 | EA | 0
CAGRP161T | Canada | CAD | MOLD,CABLE TO GRD ROD,VER | 304.2 | EA | 0
HTC1T | Canada | CAD | MOLD,CABLE TO HORZ STL,HO | 276.78 | EA | 0
HDPTC9C9C | Canada | CAD | MOLD,CABLE, HORZ THRU PAR | 276.78 | EA | 0
PTCSF2G | Canada | CAD | MOLD,CABLE, HORZ THRU PAR | 276.78 | EA | 0
EGBA14448BB | Canada | CAD | BAR,GRD BUS,1/4 X 4 X 48 | 721.5 | EA | 0
EL40A12 | Canada | CAD | COUPLER,LENTON,A12,#40MM | 82.56 | EA | 0
XBM9F9B | Canada | CAD | MOLD,CABLE,HORZ X LAPPED | 844.84 | EA | 0
EGBA14210HB | Canada | CAD | BUSBAR,GRD,CU,1/4X2X10,HB | 114.4 | EA | 0
B1331V | Canada | CAD | SLEEVE,CU,.240 ID X .302 | 1.17 | EA | 0
SBK060 | Canada | CAD | RISER KIT,BOOTLEG,18 LONG | 158.03 | EA | 0
PTC2P9E | Canada | CAD | MOLD,CABLE, HORZ THRU PAR | 276.78 | EA | 0
VSC1HV3C | Canada | CAD | MOLD,CABLE TO VERT STL,45 | 276.78 | EA | 0
PBCY5AM | Canada | CAD | MOLD,RAIL,PAIR,CBX | 102.25 | EA | 0
T6KBNS | Canada | CAD | WELDER,ASSY,FRAME | 926.47 | EA | 0
GCR181V | Canada | CAD | MOLD,CABLE TO GRD ROD,VER | 376.08 | EA | 0
CC5A05 | Canada | CAD | CABLE,COMPOSITE,19 STRAND | 776.7 | EA | 0
GT1181L | Canada | CAD | ONE-SHOT,CABLE TO GRD ROD | 31.37 | EA | 0
SB20128CWPW2 | Canada | CAD | KIT,BOND,RAIL,HEAD FREE, | 14.42 | EA | 0
561154 | Canada | CAD | BLOCK,SPLICE,400A,1000 | 118.46 | EA | 0
MBF06 | Canada | CAD | MOLD,BLANK,HOLD DOWN 45WM | 659.46 | EA | 0
615900 | Canada | CAD | ROD,GRD,5/8FX10,CU BONDED | 64.9 | EA | 0
CAHAA2G | Canada | CAD | MOLD/FRAME,CABLE TO HORZ | 168.64 | EA | 0
SES40P1201P | Canada | CAD | PROTECTOR,SURGE,120V 1PHA | 207.74 | EA | 0
EGBA14460CCT | Canada | CAD | BAR,ASSY,GRD BUS,1/4 X 4 | 1049.1 | EA | 0
ECSA250S250 | Canada | CAD | SPLICE, COMPRESSION, 250 | 298.57 | EA | 0
LPC553A12 | Canada | CAD | BASE,STAMPED,AND CAP ASSE | 33.97 | EA | 0
HDXB39C9C | Canada | CAD | MOLD,CABLE,HORZ X LAPPED | 606.83 | EA | 0
SBG200M | Canada | CAD | MANUAL,INSTRUCTIONS,RAIL | 180.91 | EA | 0
SSC2Q1L | Canada | CAD | MOLD,CABLE,HORZ SPLICE | 276.78 | EA | 0
RTPY6M | Canada | CAD | MOLD,CABLE TO REBAR,HORZ | 304.2 | EA | 0
SSCY3 | Canada | CAD | MOLD,CABLE,HORZ SPLICE | 276.78 | EA | 0
558592 | Canada | CAD | BRAID,SHUNT,INSULATED,IBS | 29.97 | EA | 0
SR | Canada | CAD | SUPPORT, CONDUCTOR, BRAS | 7.62 | EA | 0
EL36P9NES | Canada | CAD | COUPLER,LENTON,POSITION, | 121.63 | EA | 0
EL57TD16 | Canada | CAD | COUPLER,LENTON,TERMINATOR | 128.39 | EA | 0
CA25PLUSF33 | Canada | CAD | CADWELD PLUS,#25,F33 | 9.67 | EA | 0
SBS24882 | Canada | CAD | BOND,JOINT HEAD,3/16X6 1/ | 10 | EA | 0
B261 | Canada | CAD | FRAME,ASSY,SPRING CLAMP, | 189.36 | EA | 0
631300GAL01 | Canada | CAD | ROD,GRD,1/2X10 CU BONDED | 35.22 | EA | 0
A927F233 | Canada | CAD | BOLT,HEX,HEAD,3/8-16 X 3- | 3.11 | EA | 0
GRC163Q | Canada | CAD | MOLD,CABLE TO GRD ROD,VER | 276.78 | EA | 0
EL25P24L | Canada | CAD | COUPLER,POSITION,P24L | 111.26 | EA | 0
534119 | Canada | CAD | BUSBAR,FLEXIBLE,ADVANCED, | 290.93 | EA | 0
552050 | Canada | CAD | BUSBAR,SUPPORT RCBS1/6 TN | 168.58 | EA | 0
VBC9H | Canada | CAD | MOLD,CABLE TO VERT STL,VE | 276.78 | EA | 0
LPPED1 | Canada | CAD | LIGHTNING PROTECTION MAST | 3455.48 | EA | 0
PVT11000R | Canada | CAD | PV TYPE 1, 1000VDC | 506.52 | EA | 0
GFC18Y7 | Canada | CAD | MOLD,CABLE TO GRD ROD,HOR | 276.78 | EA | 0
534010HDQ18 | Canada | CAD | FLEXIBAR,ADV,2X20X1MM,HDQ | 53.91 | EA | 0
611303 | Canada | CAD | ROD,GRD,1/2X10,CU BONDED | 79.01 | EA | 0
XACY4Y6 | Canada | CAD | MOLD,CABLE,HORZ X SAME PL | 276.78 | EA | 0
GRC183H | Canada | CAD | MOLD,CABLE TO GRD ROD,VER | 276.78 | EA | 0
EL20P9JQ | Canada | CAD | COUPLER,LENTON POSITION,W | 190.5 | EA | 0
EL22SAQSP004 | Canada | CAD | COUPLER,LENTON,SPECIAL,SA | 81.66 | EA | 0
TAC2L1K | Canada | CAD | MOLD,CABLE,HORZ TEE | 276.78 | EA | 0
TS6APLUS | Canada | CAD | TOOL,SET,CADWELD MULTI | 46.76 | EA | 0
5234SCRAP | Canada | CAD | ROD,GRD,3/4X46 INCHES CU | 2.42 | EA | 0
EGBA14414FF | Canada | CAD | BAR,GRD BUS,1/4 X 4 14LG, | 223.6 | EA | 0
EL25BAC | Canada | CAD | PROTECTOR,LENTON,BREAK AW | 0.73 | EA | 0
EGBA143144NN | Canada | CAD | BAR,GRD,,BUS,1/4X3X144LG, | 1755 | EA | 0
FLXKIR0001 | Canada | CAD | KIT,FLEXIBAR,ADV,3X20X1MM | 589.1 | EA | 0
534049L3M | Canada | CAD | FLEXIBAR,ADV,4X80X1MM,3M | 997.19 | EA | 0
XLTAC9F2QW | Canada | CAD | MOLD,CABLE,HORZ TEE | 407.17 | EA | 0
SBA154144B103 | Canada | CAD | CLIP ASSY,RAIL,A=9.63, | 88.1 | EA | 0
EL20D14 | Canada | CAD | ANCHOR,LENTON,TERMINATOR, | 35.93 | EA | 0
545961 | Canada | CAD | DIE,BOLT,17/32IN, 7/16 | 139.28 | EA | 0
B295X51Z54 | Canada | CAD | LABEL,ADHESIVE,TYPE 2, | 111.84 | EA | 0
VSC2VV6 | Canada | CAD | MOLD,CABLE TO VERT STL,45 | 276.78 | EA | 0
HDTAC3Q2G | Canada | CAD | MOLD,CABLE,HORZ TEE | 276.78 | EA | 0
EL36A12ES | Canada | CAD | COUPLER,LENTON,A12,#11, | 109.81 | EA | 0
PTC2L2GW | Canada | CAD | MOLD,CABLE,HORZ THRU PARA | 329.2 | EA | 0
MS/TERM | Canada | CAD | QUICK SALE | 3.81 | EA | 0
RBVC24075M | Canada | CAD | BASIN,POURING,#18 VERTICA | 1424.21 | EA | 0
534417 | Canada | CAD | IBSB ADV 70-530-8-10 | 48.23 | EA | 0
ML541 | Canada | CAD | HANDLE,QUICK-WEDGE,ASSY | 962 | EA | 0
LPCC588NC4 | Canada | CAD | COPPERCLAD AIR TERMINAL 5 | 185.99 | EA | 0
VSC2GV5C | Canada | CAD | MOLD,CABLE TO VERT STL,45 | 276.78 | EA | 0
LPLC433 | Canada | CAD | BASE,CU,CIRCUIT,LEAD | 523.12 | EA | 0
CC5A40 | Canada | CAD | CABLE,COMPOSITE,161 STR | 4555.45 | EA | 0
534012LAM01 | Canada | CAD | FLEXIBAR,ADV,4X20X1MM,LAM | 128.1 | EA | 0
TACY7W1 | Canada | CAD | MOLD,CABLE HORZ TEE | 276.78 | EA | 0
554005 | Canada | CAD | JUMPER,CU,(1)PC 1/0 CU RO | 40.84 | EA | 0
GYR169C | Canada | CAD | MOLD,CABLE TO GRD ROD,VER | 376.08 | EA | 0
560640 | Canada | CAD | DISTANCE HOLDER 85M5 | 3.63 | EA | 0
YR3003LH | Canada | CAD | MOLD,CABLE,HORZ Y 45 DEG | 606.83 | EA | 0
LPC674 | Canada | CAD | STRAP,CU,CABLE TO PIPE | 173.13 | EA | 0
RJC511V | Canada | CAD | MOLD,CABLE TO REBAR,VERT | 276.78 | EA | 0
B522K | Canada | CAD | CLAMP,SUBASSY,6 IN IPS | 339.13 | EA | 0
CALAT1HCE | Canada | CAD | MOLD,CABLE TO BUS/LUG,HOR | 269.61 | EA | 0
561147 | Canada | CAD | BLOCK,SPLICE,800AMP,TUNNE | 168.21 | EA | 0
FLXPAPG0007 | Canada | CAD | FLEXIBAR,ADV,4X80X1MM,APG | 436.94 | EA | 0
VVR2GV3 | Canada | CAD | MOLD,CABLE TO VERT STL,VE | 376.08 | EA | 0
LQRCAL16 | Canada | CAD | MOLD,CABLE TO BUS/LUG,VER | 376.08 | EA | 0
PB10GT184R | Canada | CAD | MOLD,CABLE TO GRD ROD,VER | 199.84 | EA | 0
LPA807 | Canada | CAD | STRAP,CABLE,ALUM,1IN PIPE | 27.01 | EA | 0
EL10A12 | Canada | CAD | COUPLER,LENTON,A12,#3 | 15.14 | EA | 0
548570 | Canada | CAD | INSULATOR,BUSBAR,ISO TP | 7.71 | EA | 0
FJ2G30 | Canada | CAD | JUMPER,SWAGED,2/0 CONC 30 | 67.77 | EA | 0
A240D2S36001LH | Canada | CAD | CLAMP,FENCE,4/0X36 FLEX J | 303.77 | EA | 0
635840 | Canada | CAD | ROD,GRD,5/8X4,SEC,CU BOND | 29.8 | EA | 0
LAC9BDE | Canada | CAD | MOLD,CABLE TO BUS/LUG,HOR | 276.78 | EA | 0
LPA273CTO | Canada | CAD | ROD,AL,SOLID EXTENSION 5/ | 29.89 | EA | 0
WT2TC1MV02.0 | Canada | CAD | RECEPTOR ASSY,TIP,3 HOLE | 791.73 | EA | 0
LPLC435LG | Canada | CAD | BASE,CU,CIRCUIT,LEAD | 457.72 | EA | 0
S429F3F16 | Canada | CAD | SLEEVE,CU,FLARED,350 RLAY | 5.75 | EA | 0
VBC9FV2.50 | Canada | CAD | MOLD,CABLE TO VERT STL, | 276.78 | EA | 0
545966 | Canada | CAD | DIE,BOLT,9/16IN, 1/2 | 139.28 | EA | 0
549500 | Canada | CAD | KIT, SUPPORT,BUSBAR,CABS | 36.45 | EA | 0
C103B | Canada | CAD | CLAMP,3RD RAIL | 953.67 | EA | 0
LACT2CAJ | Canada | CAD | MOLD,CABLE TO BUS/LUG,HOR | 276.78 | EA | 0
LPP899RCL | Canada | CAD | ADHESIVE,RUBBER,CARLISLE | 211.11 | EA | 0
PAC2Q2G | Canada | CAD | MOLD,CABLE, HORZ TAP PAR | 276.78 | EA | 0
548601 | Canada | CAD | INSULATOR,BUSBAR,ISO TP | 12.44 | EA | 0
LPC34338 | Canada | CAD | BASE,CU,STRAP,OFFSET, | 84.72 | EA | 0
RRA551T | Canada | CAD | MOLD,CABLE TO REBAR,HORZ | 168.64 | EA | 0
613480SG01 | Canada | CAD | GROUND ROD,COPPERBONDED,3 | 45.1 | EA | 0
EGBB14206EET | Canada | CAD | BAR,ASSY,GRD BUS,1/4 X 2 | 88.4 | EA | 0
XLHAC1V012 | Canada | CAD | MOLD,CABLE TO HORZ STL,HO | 328.55 | EA | 0
PBW2JRH | Canada | CAD | MOLD,RAIL,CABLE HORZ TO W | 146.71 | EA | 0
EL20SAQ | Canada | CAD | COUPLER,LENTON,SA,#6, | 32.3 | EA | 0
534004AH02 | Canada | CAD | FLEXIBAR,ADV,3X13X0.5,AH, | 36.87 | EA | 0
GYE182G | Canada | CAD | MOLD,CABLE TO GRD ROD,VER | 775.14 | EA | 0
SPDC50120/240 | Canada | CAD | PROTECTOR,SURGE,TDX50C,2P | 2288.59 | EA | 0
RBWS2648C | Canada | CAD | BASIN,POURING,#7 HORIZONT | 713.05 | EA | 0
TCRSGSG | Canada | CAD | MOLD,CABLE,VERT TEE HORZ | 376.08 | EA | 0
B2610A | Canada | CAD | CLAMP,ASSY,STATIC GRD,1 I | 71.96 | EA | 0
PB80LS3QCJK005 | Canada | CAD | MOLD,CABLE TO BUS/LUG,HOR | 906.82 | EA | 0
XBQ9F9FW | Canada | CAD | MOLD,CABLE,HORZ X LAPPED, | 633.28 | EA | 0
TAC2Q2VW | Canada | CAD | MOLD,CABLE,HORZ TEE | 355.41 | EA | 0
LC28B12ESD | Canada | CAD | SLEEVE,B12 SERIES,EPOXY | 305.22 | EA | 0
RBT11101SVS | Canada | CAD | SPLICE,KIT,#11 CADWELD SP | 311.05 | EA | 0
EGBA14496NN | Canada | CAD | BAR,GRD BUS,1/4 X 4 X 96, | 1419.6 | EA | 0
PBCT92WLH | Canada | CAD | WELDER,C BOND,250KCM RLAY | 452.78 | EA | 0
XACY8Y5 | Canada | CAD | MOLD,CABLE,HORZ X SAME PL | 276.78 | EA | 0
GLCCE1H | Canada | CAD | MOLD,CABLE TO LUG,HORZ | 276.78 | EA | 0
EL25D16CRN | Canada | CAD | ANCHOR,LENTON TERMINATOR, | 129.73 | EA | 0
RBC1461A | Canada | CAD | SLEEVE,CADWELD,#14 C-SERI | 108.73 | EA | 0
534039 | Canada | CAD | FLEX ADV2MTC 5X50X1 | 480.45 | EA | 0
PB33SC3S3S | Canada | CAD | MOLD,CABLE,HORZ SPLICE SI | 199.84 | EA | 0
GCHSC1011 | Canada | CAD | KIT,CLIP,GLUED RAIL TIE,1 | 310.86 | EA | 0
534019STK01 | Canada | CAD | FLEXIBAR,ADV,5X24X1MM,STK | 61.83 | EA | 0
XBQ2V2VL | Canada | CAD | MOLD,CABLE,HORZ X LAPPED, | 528.45 | EA | 0
BMKCMCM | Canada | CAD | MOLD,BUS BAR,HORZ TEE BAR | 1255.97 | EA | 0
A800A24 | Canada | CAD | CABLE,CU,BARE,#6 CONC,7 S | 0.25 | EA | 0
LPC532 | Canada | CAD | PLATE,CU,CAST,BONDING | 58.55 | EA | 0
TACY4T1 | Canada | CAD | MOLD,CABLE,HORZ TEE | 276.78 | EA | 0
SBS8TCINS | Canada | CAD | BOND STRAND,INSUL,S8 TINN | 3.22 | EA | 0
PQS300120/240 | Canada | CAD | PROTECTOR,SURGE,PQS300,12 | 3260.05 | EA | 0
SBTBBU412 | Canada | CAD | BOND,KIT,BOOTLEG 3/16 TIN | 10.96 | EA | 0
XBK4L4L | Canada | CAD | MOLD,CABLE,HORZ X LAPPED | 1255.97 | EA | 0
L5001Z3 | Canada | CAD | FRAME,COVER,MOLD,FRAME PL | 134.89 | EA | 0
TAC2G9C | Canada | CAD | MOLD,CABLE,HORZ TEE | 276.78 | EA | 0
LU28MT12D | Canada | CAD | LENTON ULTIMATE,MALE, | 24.63 | EA | 0
558245 | Canada | CAD | BRAID,SHUNT,INSUL,25MM SQ | 36.99 | EA | 0
B277B1 | Canada | CAD | FRAME,ASSY,FOR SPLIT T MO | 46.51 | EA | 0
PB10VN2QRH | Canada | CAD | MOLD,CABLE TO VERT STL,HO | 199.84 | EA | 0
RBC1076A | Canada | CAD | SLEEVE,CADWELD,#10 C-SERI | 63.76 | EA | 0
LPP74728 | Canada | CAD | PROTECTOR,CABLE,U GUARD 2 | 77.4 | EA | 0
LPC126R400M | Canada | CAD | CABLE,CU,ROPELAY,28 STR | 27.13 | MR | 0
HDC58 | Canada | CAD | CLAMP,GRD ROD,STL BRZ,HEA | 9.84 | EA | 0
PBWT20X401 | Canada | CAD | WELDER ASSY,RAIL,PAIR,70M | 536.48 | EA | 0
VBC1VV6 | Canada | CAD | MOLD,CABLE TO VERT STL,VE | 276.78 | EA | 0
S1V56M | Canada | CAD | MOLD,HV CABLE SPLICE,HORZ | 317.07 | EA | 0
CARRA581E | Canada | CAD | MOLD,CABLE TO REBAR,HORZ | 168.64 | EA | 0
558640 | Canada | CAD | TOOL,CRIMP,DRILL,BD16-8,5 | 244.49 | EA | 0
SBTBT21E | Canada | CAD | WELDER,BOND,5/16 & 1 TAB, | 680.37 | EA | 0
EL2520P9 | Canada | CAD | COUPLER,LENTON POSITION, | 123.44 | EA | 0
534019STK06 | Canada | CAD | FLEXIBAR,ADV,5X24X1MM,STK | 116.44 | EA | 0
554460 | Canada | CAD | POLY,SLEEVE,100 M,GREY, | 1.55 | MR | 0
LPP899WH | Canada | CAD | ADHESIVE,ROOF,10.1OZ M1 | 33.92 | EA | 0
PB53YDW1X9 | Canada | CAD | MOLD,CABLE,VERT Y VERT | 476.13 | EA | 0
XBQ9D2Q | Canada | CAD | MOLD,CABLE,HORZ X LAPPED | 528.45 | EA | 0
EGBA38448NN | Canada | CAD | BAR,GRD BUS,3/8 X 4 X 48 | 783.9 | EA | 0
PBC1S6A13B | Canada | CAD | BOND,RAIL,14.5MM COMPOSIT | 28 | EA | 0
ERICORE161U | Canada | CAD | DOWNCONDUCTOR,LIGHTNING, | 207.27 | EA | 0
508067 | Canada | CAD | BRAID,FLEXIBLE, | 4429.13 | EA | 0
EL16BAC | Canada | CAD | PROTECTOR,LENTON,BREAK AW | 0.73 | EA | 0
GYJ169K | Canada | CAD | MOLD,CABLE TO GRD ROD,VER | 1147.17 | EA | 0
SBGR1181GPLUS | Canada | CAD | ONE SHOT,#8 STR THRU #6 | 26.25 | EA | 0
EHL58C1V | Canada | CAD | CONNECTOR,COMPRESSION,CU, | 30.95 | EA | 0
534010GE03 | Canada | CAD | FLEXIBAR,ADV,2X20X1MM,GE, | 30.37 | EA | 0
MBSA180PCB | Canada | CAD | PROTECTOR,SURGE,MBSA,PCB | 159 | EA | 0
VSC9A | Canada | CAD | MOLD,CABLE TO VERT STL, | 276.78 | EA | 0
RDM512C | Canada | CAD | MOLD,CABLE TO REBAR, | 844.84 | EA | 0
RCE562L | Canada | CAD | MOLD,CABLE TO REBAR,VERT | 775.14 | EA | 0
CAVJT1L35 | Canada | CAD | MOLD,CABLE TO VERT CAST | 269.61 | EA | 0
CAFCA1L18 | Canada | CAD | MOLD,CABLE,TO HORZ C.I.PI | 168.64 | EA | 0
LPC2922F3M | Canada | CAD | ADAPTER,CU,COUPL.,1/2IN | 25.87 | EA | 0
TGBA06L02PT | Canada | CAD | TELECOM GROUNDING BUSBAR, | 93.6 | EA | 0
RRH552QM | Canada | CAD | MOLD,CABLE TO REBAR,HORZ | 369.97 | EA | 0
560840 | Canada | CAD | CAP CAPB5 | 1.55 | EA | 0
534034GE50 | Canada | CAD | FLEXIBAR,ADV,6X40X1MM,GE, | 396.25 | EA | 0
PBC105P | Canada | CAD | CLAMP,ADJUSTABLE WEB,QUIC | 425.87 | EA | 0
EL12A2CPP | Canada | CAD | CAPPLUG EL-12A2-CPP RED | 0.38 | EA | 0
INTCPTADF2NPTC | Canada | CAD | COUPLING,REDUCER,MALLEABL | 102.56 | EA | 0
558248 | Canada | CAD | BRAID,SHUNT,INSUL,25MM SQ | 40.32 | EA | 0
PQM200480D | Canada | CAD | PROTECTOR,SURGE,PQM200, 4 | 3290.52 | EA | 0
RBVB17710M | Canada | CAD | BASIN,POURING,VERTICAL, | 1219.08 | EA | 0
LPCAR0515 | Canada | CAD | TERMINAL,AIR,500MM,5/8DIA | 83.56 | EA | 0
PB20SC2C1T | Canada | CAD | MOLD,CABLE,HORZ SPLICE SI | 199.84 | EA | 0
MBA46 | Canada | CAD | MOLD,BLANK,R PRICE 150200 | 288.43 | EA | 0
B399B | Canada | CAD | CLAMP,MINI,EZ CHANGE FOR | 128.57 | EA | 0
RACY42Q | Canada | CAD | MOLD,GRD ROD,TO RECEPTACL | 276.78 | EA | 0
614400GAL01 | Canada | CAD | ROD,GRD,1X10,CU BONDED | 246.55 | EA | 0
613850 | Canada | CAD | ROD,GRD,3/8X5,CU BONDED | 23.45 | EA | 0
PTC4Y9F | Canada | CAD | MOLD,CABLE, HORZ THRU PAR | 276.78 | EA | 0
SBGR1161GPLUS | Canada | CAD | ONE SHOT,#8 STR THRU #6 | 25.01 | EA | 0
EGBA12636CC | Canada | CAD | BAR,GRD BUS,1/2 X 6 X 36 | 982.8 | EA | 0
PBW32S15WSLH | Canada | CAD | BOND KIT,WEB,STUB END W/S | 80.7 | EA | 0
EL43TP24L | Canada | CAD | COUPLER,LENTON,POSITION, | 210.24 | EA | 0
A806A13 | Canada | CAD | BOND STRAND,SIGNAL,3/16, | 0.12 | IN | 0
LPC300L38 | Canada | CAD | COUPLER,TERMINAL,3/8 IN | 7.02 | EA | 0
NDR182Q1V | Canada | CAD | MOLD,CABLE TO GRD ROD,HOR | 376.08 | EA | 0
BQDPAMPAM | Canada | CAD | MOLD,BUS BAR,VERT TEE TAP | 586.79 | EA | 0
XB3Y6T1 | Canada | CAD | MOLD,CABLE,HORZ X LAPPED | 606.83 | EA | 0
TDX100S277/480T | Canada | CAD | PROTECTOR,SURGE,TDX100S,3 | 2109.67 | EA | 0
PB13ST8DLH | Canada | CAD | MOLD,CABLE TO RAIL,HORZ T | 271.52 | EA | 0
PQDS1110B480 | Canada | CAD | PQDS-3-2P-480V, FSPS1110B | 2478.62 | EA | 0
EGBA14412CCT | Canada | CAD | BAR,GRD BUS,1/4 X 4 X 12 | 226.2 | EA | 0
LJCEG1V | Canada | CAD | MOLD,CABLE TO BUS/LUG,HOR | 276.78 | EA | 0
IP8168_B | Canada | CAD | PRINT,INSTRUCTION,Y-SPLIC | 0.18 | EA | 0
EL25P9 | Canada | CAD | COUPLER,LENTON POSITION,# | 92.7 | EA | 0
EL16D14Q | Canada | CAD | ANCHOR,LENTON TERMINATOR, | 33.94 | EA | 0
534511 | Canada | CAD | IBS ADV 50-630-10 | 37.65 | EA | 0
563430 | Canada | CAD | BRAID,PREFAB,200X23X1.5MM | 8.35 | EA | 0
XLB961A3 | Canada | CAD | FILTER,EXOLON,3 IN DIA X | 8.54 | EA | 0
LPC27838 | Canada | CAD | BALL,CU,SAFETY,3/8IN | 44.01 | EA | 0
716655 | Canada | CAD | LUG,CABLE,CU,RKS50/12 | 11.84 | EA | 0
EL25D6ES | Canada | CAD | COUPLER,LENTON TERMINATOR | 29.15 | EA | 0
683420S | Canada | CAD | ROD,GRD,3/4INX2FT,304SS, | 140 | EA | 0
S20F | Canada | CAD | SLEEVE,CU,FLARED,4 CONC | 2.44 | EA | 0
RBT1891B | Canada | CAD | MATERIAL,FILLER,#18 T-SER | 113.05 | EA | 0
EL16C12SWSP01 | Canada | CAD | COUPLER,LENTON,SPECIAL, | 38.53 | EA | 0
TGBA20L12PT | Canada | CAD | BAR ASSY,GRD BUS,1/4X2X20 | 257.4 | EA | 0
A802A04TF2 | Canada | CAD | CABLE,INSUL,500KCM CONC | 126.15 | EA | 0
PHR1T1H | Canada | CAD | MOLD,CABLE,VERT THRU PARA | 376.08 | EA | 0
GFC182L | Canada | CAD | MOLD,CABLE TO GRD ROD,HOR | 276.78 | EA | 0
FLXPLAM0040 | Canada | CAD | FLEXIBAR,ADV,2X15.5X0.8 | 498.97 | EA | 0
715660 | Canada | CAD | PIN, COOLING, DRILL | 16.3 | EA | 0
HCA1E | Canada | CAD | MOLD,CABLE TO HORZ STL,HO | 168.64 | EA | 0
UTB60SPG | Canada | CAD | PROTECTOR,SURGE,UTB,1PAIR | 230.82 | EA | 0
557350GSL02 | Canada | CAD | BRAID,CU,TIN,100MM2,3LYR, | 171.43 | EA | 0
XLLJCCE2Q | Canada | CAD | MOLD,CABLE TO BUS/LUG,HOR | 328.55 | EA | 0
XBM2G2Q | Canada | CAD | MOLD,CABLE,HORZ X LAPPED | 844.84 | EA | 0
RJC511T | Canada | CAD | MOLD,CABLE TO REBAR,VERT | 276.78 | EA | 0
CAFSA1VB | Canada | CAD | MOLD,CU TUBE TO BUS,VERT | 168.64 | EA | 0
TAC2GS5 | Canada | CAD | MOLD,CABLE,HORZ TEE | 276.78 | EA | 0
EDT215020R | Canada | CAD | ENHANCED TYPE 2, 150V,20 | 327.99 | EA | 0
HDPTC2Q2GW | Canada | CAD | MOLD,CABLE,HORZ THRU PARA | 329.2 | EA | 0
534113 | Canada | CAD | BUSBAR,FLEXIBLE,ADVANCED, | 273.79 | EA | 0
LPLC431 | Canada | CAD | BASE,CU,CIRCUIT,LEAD | 370.81 | EA | 0
PTCT2T2 | Canada | CAD | MOLD,CABLE, HORZ THRU PAR | 276.78 | EA | 0
LPS451 | Canada | CAD | LUG,SS,BONDING,3 SQ IN | 203.83 | EA | 0
SIM33B3316 | Canada | CAD | MAST 33MM DIAM X 3M, 316 | 652.73 | EA | 0
559662 | Canada | CAD | INS,1-1/2,1/4-20 X 1/2 | 3.47 | EA | 0
534032PMR04 | Canada | CAD | FLEXIBAR,ADV,4X40X1,PMR | 116.44 | EA | 0
NDR18Y1 | Canada | CAD | MOLD,CABLE TO GRD ROD,HOR | 376.08 | EA | 0
PQCF160-120/240 | Canada | CAD | SES160F120/240SP | 2166.57 | EA | 0
534010DCI03 | Canada | CAD | FLEXIBAR,ADV,2X20X1MM,DCI | 65.13 | EA | 0
47858240AEP | Canada | CAD | ROD,GRD,5/8,CU PLATED,15 | 247.35 | EA | 0
RBT10911A | Canada | CAD | SLEEVE,CADWELD,#10 -1 T | 111.78 | EA | 0
PQD277MA | Canada | CAD | MODULE, TD,277V,50KA,TDSA | 671.57 | EA | 0
LPC795 | Canada | CAD | CLAMP,CU,GRD. ROD,U-BOLT | 82.62 | EA | 0
CAVHP1V12 | Canada | CAD | MOLD,CABLE TO VERT CAST I | 304.14 | EA | 0
534051HLC01 | Canada | CAD | FLEXIBAR,ADV,6X80X1MM,HLC | 121.07 | EA | 0
GRC182G | Canada | CAD | MOLD,CABLE TO GRD ROD,VER | 276.78 | EA | 0
VVC1HV3 | Canada | CAD | MOLD,CABLE TO VERT STL,VE | 276.78 | EA | 0
508040 | Canada | CAD | BRAID,FLEXIBLE, | 828.41 | EA | 0
ECRV012Q1DB | Canada | CAD | GROUND ROD,ASSY,1 FT,VER | 1264.19 | EA | 0
FLXPSHL0011 | Canada | CAD | FLEXIBAR,ADV,5X20X1MM,SHL | 116.768 | EA | 0
ERICORE048T | Canada | CAD | DOWNCONDUCTOR,LIGHTNING, | 9538.35 | EA | 0
PB10GR181H | Canada | CAD | MOLD,CABLE TO GRD ROD,VER | 271.52 | EA | 0
542080 | Canada | CAD | INSULATOR,BUSBAR,ISO TP | 12.01 | EA | 0
XLPB13STY7LH | Canada | CAD | MOLD,CABLE TO RAIL,HORZ T | 929.6 | EA | 0
LPC624A12 | Canada | CAD | ADAPTER,CU,THRU-ROOF, | 117.33 | EA | 0
GRC221K | Canada | CAD | MOLD,CABLE TO GRD ROD,VER | 276.78 | EA | 0
VFC2GV5C | Canada | CAD | MOLD,CABLE TO VERT STL, | 276.78 | EA | 0
CAT304 | Canada | CAD | TOOL,PLIERS,COMBINATION | 284.25 | EA | 0
CP38 | Canada | CAD | CLAMP,GRD ROD,STL BRZ,STA | 5.15 | EA | 0
534046SPV01 | Canada | CAD | FLEXIBAR,ADV,6X63X1, SPV | 695.62 | EA | 0
GTC16T3 | Canada | CAD | MOLD,CABLE TO GRD ROD,VER | 276.78 | EA | 0
LPC673 | Canada | CAD | STRAP,CU,CABLE TO PIPE | 147.81 | EA | 0
HAA1E11C | Canada | CAD | MOLD,CABLE TO HORZ STL,HO | 168.64 | EA | 0
A235E2Q5RH | Canada | CAD | CLAMP,FENCE,4/0 X 5 FT TO | 336.06 | EA | 0
XLPHJ3Q3Q | Canada | CAD | MOLD,CABLE,VERT THRU | 1952.68 | EA | 0
LECT3CAJ | Canada | CAD | MOLD,CABLE TO BUS/LUG,HOR | 276.78 | EA | 0
SSC3D2B | Canada | CAD | MOLD,CABLE,HORZ SPLICE | 276.78 | EA | 0
534052RW07 | Canada | CAD | FLEXIBAR,ADV,8X80X1MM,RW, | 249.15 | EA | 0
LPC229BST96 | Canada | CAD | POINT,CU,BLUNT BARE,1/2IN | 254.41 | EA | 0
HDXBM2G2GW | Canada | CAD | MOLD,CABLE,HORZ X LAPPED | 949.68 | EA | 0
XL45 | Canada | CAD | WELD METAL,ALLOY,F20,EXOL | 79.9 | EA | 0
563350 | Canada | CAD | BRAID,PREFAB,200X28X2.5MM | 14.11 | EA | 0
GPECCEK0242C036 | Canada | CAD | ELECTRODE,GRD PLATE,1/4X | 1398.93 | EA | 0
SBPAJA72 | Canada | CAD | BOND,PLUG,S1 72 LONG | 26.55 | EA | 0
VBC2QV2W | Canada | CAD | MOLD,CABLE TO VERT STL,VE | 302.99 | EA | 0
HDPTC3Q2CW | Canada | CAD | MOLD,CABLE, HORZ THRU PAR | 329.2 | EA | 0
FRP4.6MBLACK | Canada | CAD | MAST,SUPPORT,4.6M FRP,60M | 2071.93 | EA | 0
VFC1KV2.5 | Canada | CAD | MOLD,CABLE TO VERT STL,VE | 276.78 | EA | 0
SVR8C2Q | Canada | CAD | MOLD,CABLE,VERT SPLICE | 376.08 | EA | 0
HYA15CT | Canada | CAD | ADDITIVE,GROUT,COLD TEMP, | 17.11 | EA | 0
534019LAM06 | Canada | CAD | FLEXIBAR,ADV,5X24X1MM,LAM | 207.64 | EA | 0
GNR162G | Canada | CAD | MOLD,CABLE TO GRD ROD,VER | 376.08 | EA | 0
ME/MISC2 | Canada | CAD | QUICK SALE | 6777.04 | EA | 0
B802D01A36 | Canada | CAD | PLATE,ASSY,GRD,RISER,LOW | 12.1 | EA | 0
GTC16SD | Canada | CAD | MOLD,CABLE TO GRD ROD,VER | 276.78 | EA | 0
PTC1G1T | Canada | CAD | MOLD,CABLE, HORZ THRU PAR | 276.78 | EA | 0
VFC1KV2 | Canada | CAD | MOLD,CABLE TO VERT STL,VE | 276.78 | EA | 0
LPC271CTO | Canada | CAD | ROD,CU,SOLID EXTENSION,3/ | 36.61 | EA | 0
547930 | Canada | CAD | MOLD, MRR95G-SNCF | 52.9 | EA | 0
XBQ2C2C | Canada | CAD | MOLD,CABLE,HORZ X LAPPED, | 528.45 | EA | 0
RPSCW6STPX5 | Canada | CAD | CROSSOVER,6 STEPS | 15271.67 | EA | 0
CASST1351A | Canada | CAD | MOLD,CABLE,HORZ SPLICE | 269.61 | EA | 0
534053PDI18 | Canada | CAD | FLEXIBAR,ADV,10X80X1,PDI | 994.51 | EA | 0
GRC162P | Canada | CAD | MOLD,CABLE TO GRD ROD,VER | 276.78 | EA | 0
LQEEH1V | Canada | CAD | MOLD,CABLE TO BUS/LUG,VER | 775.14 | EA | 0
LK14T11ADPT | Canada | CAD | COUPLER, LENTON, ADPTER | 60.68 | EA | 0
GLCCE2L | Canada | CAD | MOLD,CABLE TO LUG,HORZ SP | 276.78 | EA | 0
LEC2QCG | Canada | CAD | MOLD,CABLE TO BUS/LUG,HOR | 276.78 | EA | 0
VNC1TRH1.50 | Canada | CAD | MOLD,CABLE TO VERT STL, | 276.78 | EA | 0
EGBA144144LL | Canada | CAD | BAR,GRD BUS,1/4 X 4 X 144 | 2129.4 | EA | 0
EGBC14308LLT | Canada | CAD | BAR,GRD BUS,1/4 X 3 X 8LG | 114.4 | EA | 0
PBWY8002LH | Canada | CAD | MOLD,CABLE,WEB BOND TO WE | 148.1 | EA | 0
PEC100 | Canada | CAD | PROTECTOR,JOINT,INSULATOR | 563.97 | EA | 0
HDTAC2V2C | Canada | CAD | MOLD,CABLE,HORZ TEE | 276.78 | EA | 0
GRC161TW | Canada | CAD | MOLD,CABLE TO GRD ROD,VER | 329.2 | EA | 0
B543A010 | Canada | CAD | BAR ASSY,GRD,W/INSUL & BR | 140.91 | EA | 0
PTC2G1K | Canada | CAD | MOLD,CABLE,HORZ THRU | 276.78 | EA | 0
SPDC200277/480 | Canada | CAD | PROTECTOR,SURGE,TDX200C,3 | 6221.35 | EA | 0
VFR2Q | Canada | CAD | MOLD,CABLE TO VERT STL,VE | 376.08 | EA | 0
GTD224L | Canada | CAD | MOLD,CABLE TO GRD ROD, | 586.79 | EA | 0
PB10GR182C | Canada | CAD | MOLD,CABLE TO GRD ROD,VER | 199.84 | EA | 0
563321B | Canada | CAD | BRAID,CU,16MM2,BLK,MBJ 16 | 4.95 | EA | 0
EL43TP8Q | Canada | CAD | COUPLER,LENTON,POSITION, | 334.96 | EA | 0
GLE2J002M | Canada | CAD | MOLD,CABLE TO LUG,HORZ SP | 775.14 | EA | 0
534048RW30 | Canada | CAD | FLEXIBAR,ADV,10X63X1MM,RW | 464.95 | EA | 0
EGBA14660CC | Canada | CAD | BAR,ASSY,GRD,BUS,1/4X6X60 | 1240.2 | EA | 0
568717 | Canada | CAD | EARTHBAR EBD10AL | 2.77 | EA | 0
ERICORE098T | Canada | CAD | DOWNCONDUCTOR,LIGHTNING, | 17817.28 | EA | 0
556630 | Canada | CAD | BRAID,PREFAB,150MM,120A | 4.75 | EA | 0
HDSSC2V | Canada | CAD | MOLD,CABLE,HORZ SPLICE | 276.78 | EA | 0
VBC2QV1 | Canada | CAD | MOLD,CABLE TO VERT STL, | 276.78 | EA | 0
S90-04-07 | Canada | CAD | TDS150M277A | 98.18 | EA | 0
GR1162G | Canada | CAD | ONE-SHOT,CABLE TO GRD ROD | 31.37 | EA | 0
B399AS | Canada | CAD | HANDLE,MINI,SPRING CLAMP | 318.38 | EA | 0
B548A60 | Canada | CAD | MOUNTING,KIT,1/8X3-4W BAR | 12.9 | EA | 0
ERICORE019T | Canada | CAD | DOWNCONDUCTOR,LIGHTNING, | 4878.68 | EA | 0
SCB10002APLUS | Canada | CAD | WELD METAL,F80 PLUS, | 120.76 | EA | 0
MBD09 | Canada | CAD | MOLD,BLANK,600/750 V PRIC | 586.79 | EA | 0
XBZ3Q9F | Canada | CAD | MOLD,CABLE,HORZ X LAPPED | 793.75 | EA | 0
ELIPG44200 | Canada | CAD | LENTON,ISO PLUG GAGE | 620.95 | EA | 0
XB3Y5Y5 | Canada | CAD | MOLD,CABLE,HORZ X LAPPED | 606.83 | EA | 0
MBB43 | Canada | CAD | MOLD,BLANK,C PRICE 250300 | 263.71 | EA | 0
ML955 | Canada | CAD | O-RING,PISTON | 0.73 | EA | 0
RBB8101B | Canada | CAD | MATERIAL,FILLER,GROUP | 50.03 | EA | 0
LPC223L | Canada | CAD | POINT,CU,1/2IN X 15IN | 39.64 | EA | 0
GGC2Q33 | Canada | CAD | MOLD,CABLE TO GRD ROD,HOR | 276.78 | EA | 0
15 | Canada | CAD | WELD METAL,CADWELD,F20 | 6.67 | EA | 0
SB20108W2 | Canada | CAD | BOND,CADWELD TAB,3/16X9-3 | 14.68 | EA | 0
815800UPC | Canada | CAD | GROUND ROD,GALV,POINTED, | 55.95 | EA | 0
534045APG05 | Canada | CAD | FLEXIBAR,ADV,5X63X1MM,APG | 561.98 | EA | 0
534058GE08A | Canada | CAD | FLEXIBAR,ADV,10X100X1,GE | 1226.58 | EA | 0
CAHAA1L | Canada | CAD | MOLD,CABLE TO HORZ STL,HO | 168.64 | EA | 0
A811C20F100 | Canada | CAD | STRIP,CU,20GA X 3 IN,100 | 1461.32 | EA | 0
VSC2LV21C | Canada | CAD | MOLD,CABLE TO VERT STL,45 | 276.78 | EA | 0
TAC8B8B | Canada | CAD | MOLD,CABLE,HORZ TEE | 276.78 | EA | 0
534056RW52 | Canada | CAD | FLEXIBAR,ADV,6X100X1MM,RW | 672.44 | EA | 0
534020FW08 | Canada | CAD | FLEXIBAR,ADV,6X24X1MM,FW, | 261.13 | EA | 0
RDH562Q | Canada | CAD | MOLD,CABLE TO REBAR,HORZ | 484.97 | EA | 0
556650 | Canada | CAD | 21,3D,EARTH,W/INTEGRALPAL | 6.44 | EA | 0
EL20P8Q | Canada | CAD | COUPLER,LENTON,POSITION, | 184.23 | EA | 0
LJCGG1V | Canada | CAD | MOLD,CABLE TO BUS/LUG,HOR | 276.78 | EA | 0
TAC1V1L | Canada | CAD | MOLD,CABLE,HORZ TEE | 276.78 | EA | 0
NDR182G1T | Canada | CAD | MOLD,CABLE TO GRD ROD,HOR | 376.08 | EA | 0
A238HC2S24LH | Canada | CAD | CLAMP,FENCE,4/0 X 24 IN F | 432.09 | EA | 0
CBNJW | Canada | CAD | CABLE,COMPONENT,#6AWG PRI | 5.72 | EA | 0
LU16DR14D | Canada | CAD | LENTON ULTIMATE,ANCHOR, | 12.81 | EA | 0
FLXPHDQ0005 | Canada | CAD | FLEXIBAR,ADV,10X100X1,HDQ | 785.94 | EA | 0
PBC22W00124TA | Canada | CAD | BOND,RAIL C,250KCM RLAY 2 | 73.76 | EA | 0
A801A07F | Canada | CAD | CABLE,BARE,500KCM RLAY CL | 40.98 | EA | 0
LPC127CTO | Canada | CAD | CABLE,CU,ROPELAY,32 STR | 14.21 | EA | 0
SBA257A3A | Canada | CAD | BRACKET,BOOTLEG TIE PLATE | 45.81 | EA | 0
GFCP120Y4 | Canada | CAD | MOLD,CABLE TO GRD ROD,HOR | 276.78 | EA | 0
PQCF160-240V-D | Canada | CAD | SES160F240D | 2920.87 | EA | 0
534027IR09 | Canada | CAD | FLEXIBAR,ADV,6X32X1MM,IR, | 446.51 | EA | 0
569204 | Canada | CAD | DISTRIB. BLOCK UDF9C500AL | 87.69 | EA | 0
VVRS6 | Canada | CAD | MOLD,CABLE TO VERT STL,VE | 376.08 | EA | 0
PQDM3331S120 | Canada | CAD | PQDM-10-1P-120V, FSPM3331 | 3970.84 | EA | 0
LAC2LDE | Canada | CAD | MOLD,CABLE TO BUS/LUG, | 276.78 | EA | 0
SPDM100120/240 | Canada | CAD | PROTECTOR,SURGE,TDX100M,2 | 4577.14 | EA | 0
534034ARZ20 | Canada | CAD | FLEXIBAR,ADV,6X40X1MM,ARZ | 377.3 | EA | 0
XLGYE182G | Canada | CAD | MOLD,CABLE TO GRD ROD, | 775.14 | EA | 0
A931A005 | Canada | CAD | NAIL,BOX,PLAIN,GALVANIZED | 0.14 | EA | 0
EGBA14430BB | Canada | CAD | BAR ASSY,GRD BUS,1/4X4X30 | 452.4 | EA | 0
B540C876T | Canada | CAD | BUSBAR,GRD,CU,3/8X6X36IN, | 540.28 | EA | 0
B851A12C1A | Canada | CAD | STRAP,SIGNAL MAST,3 1/2 I | 556 | EA | 0
558630 | Canada | CAD | TOOL,CRIMP,DRILL,BD50,15- | 268.22 | EA | 0
VSC2QV4 | Canada | CAD | MOLD,CABLE TO VERT STL,45 | 276.78 | EA | 0
PBCT82W13 | Canada | CAD | WELDER,BOND,250KCM 13 LON | 483.83 | EA | 0
RBWS1499D | Canada | CAD | BASIN,POURING,#9 STANDARD | 440.8 | EA | 0
CAHEA1G | Canada | CAD | MOLD,CABLE TO HORZ CAST I | 168.64 | EA | 0
DT215040R | Canada | CAD | TYPE 2, 150V, 4 0 | 350.87 | EA | 0
XLTAC2Q2C | Canada | CAD | MOLD,CABLE,HORZ TEE | 328.55 | EA | 0
SBYCUBGG10B | Canada | CAD | CONNECTOR, RAIL, TRACK, | 58.36 | EA | 0
B101EE | Canada | CAD | LUG,CU,1/4 X 1 W/-19/16 H | 18.45 | EA | 0
B827A | Canada | CAD | CLAMP,FENCE,ASSY FOR E-Z | 357.85 | EA | 0
BACEAH | Canada | CAD | MOLD,BUS BAR,HORZ SPLICE | 276.78 | EA | 0
RBC1461B | Canada | CAD | MATERIAL,FILLER,#14 C-SER | 62.25 | EA | 0
XBV3Q3D | Canada | CAD | MOLD,CABLE,HORZ X LAPPED | 1215.58 | EA | 0
LPS48412 | Canada | CAD | INSERT,SS,W/ 1/2-13 | 56.04 | EA | 0
EL36SASA1200 | Canada | CAD | COUPLER,LENTON,SASA,DBL | 147.4 | EA | 0
534010HDQ13 | Canada | CAD | FLEXIBAR,ADV,2X20X1MM,HDQ | 65.07 | EA | 0
VBC2LV21C | Canada | CAD | MOLD,CABLE TO VERT STL,VE | 276.78 | EA | 0
FLXPLAM0091 | Canada | CAD | FLEXIBAR,ADV,2X15.5X0.8MM | 537.72 | EA | 0
558588 | Canada | CAD | BRAID,SHUNT,INSULATED,IBS | 21.89 | EA | 0
ERICORE051U | Canada | CAD | DOWNCONDUCTOR,LIGHTNING, | 8697.86 | EA | 0
TAC2Q1G | Canada | CAD | MOLD,CABLE,HORZ TEE | 276.78 | EA | 0
B30144 | Canada | CAD | COVER,MOLD,4X4 [101X101] | 83.79 | EA | 0
VVRY3 | Canada | CAD | MOLD,CABLE TO VERT STL,VE | 376.08 | EA | 0
534028AME01 | Canada | CAD | FLEXIBAR,ADV,8X32X1,AME | 405.57 | EA | 0
RTH572QM | Canada | CAD | MOLD,CABLE TO REBAR,HORZ | 369.97 | EA | 0
PBC62W2430 | Canada | CAD | BOND,DOUBLE STUB END C,25 | 132.41 | EA | 0
B136A | Canada | CAD | MOLD,CLEANER,ASSY 65 W/M | 11.58 | EA | 0
VGC2G1.50 | Canada | CAD | MOLD,CABLE TO VERT STL,HO | 276.78 | EA | 0
EGBB38324NN | Canada | CAD | BAR,GRD BUS,3/8 X 3 X 24 | 322.4 | EA | 0
EGBA14414KK | Canada | CAD | BAR ASSY,GRD BUS,1/4X4X14 | 223.6 | EA | 0
559148 | Canada | CAD | TWISTING TOOL | 367.29 | EA | 0
561500 | Canada | CAD | BUSBAR,SUPPORT,KIT,UBS | 256.58 | EA | 0
VVR2G | Canada | CAD | MOLD,CABLE TO VERT STL,VE | 376.08 | EA | 0
GYE332V | Canada | CAD | MOLD,CABLE TO GRD ROD,VER | 775.14 | EA | 0
CAGRP141V | Canada | CAD | MOLD,CABLE TO GRD ROD,VER | 304.14 | EA | 0
MBMAST5M | Canada | CAD | MAST,ASSY,BASE & 5M ALUM | 1172.44 | EA | 0
SBS2190 | Canada | CAD | ADAPTER,PLATE | 467.36 | EA | 0
GMR182Q | Canada | CAD | MOLD,CABLE TO GRD ROD,VER | 376.08 | EA | 0
PGT1D1D | Canada | CAD | MOLD,CABLE, HORZ THRU PAR | 269.61 | EA | 0
GTC182P | Canada | CAD | MOLD,CABLE TO GRD ROD,VER | 276.78 | EA | 0
SSC2C | Canada | CAD | MOLD,CABLE,HORZ SPLICE | 276.78 | EA | 0
NCR188C | Canada | CAD | MOLD,CABLE TO GRD ROD, | 376.08 | EA | 0
LPA595 | Canada | CAD | CONNECTOR,AL,CROSS RUN | 40.74 | EA | 0
LPC1251000 | Canada | CAD | CABLE,CU,ROPELAY,24 STR X | 7.27 | EA | 0
GBJGR182GR1 | Canada | CAD | MOLD,GRD ROD TO ROD/RECEP | 1147.17 | EA | 0
555069 | Canada | CAD | BRAID,ASSY,CU,CUSTOM,3X46 | 631.6 | EA | 0
RBTSA9040C | Canada | CAD | BASIN,POURING,#8 HORIZ | 713.05 | EA | 0
548410 | Canada | CAD | INSULATOR,BUSBAR ISO TP20 | 1.74 | EA | 0
LPC226BST | Canada | CAD | POINT,CU,BLUNT BARE,1/2IN | 69.81 | EA | 0
563323B | Canada | CAD | BRAID,CU,30MM2,BLK | 6.88 | EA | 0
EDT235020R | Canada | CAD | ENHANCED TYPE 2, 350V, 20 | 199.21 | EA | 0
VVR2GV3CW | Canada | CAD | MOLD,CABLE TO VERT STL,VE | 402.29 | EA | 0
A130AEWTB01 | Canada | CAD | TUBING,SHRINK,6 IN LONG | 10.73 | EA | 0
534036ABBI05 | Canada | CAD | FLEXIBAR,ADV,10X40X1,ABBI | 311.58 | EA | 0
RCE532QM | Canada | CAD | MOLD,CABLE TO REBAR,VERT | 561.05 | EA | 0
VVR2QV4 | Canada | CAD | MOLD,CABLE TO VERT STL,VE | 376.08 | EA | 0
EL2216A2Q | Canada | CAD | COUPLER,LENTON,STANDARD, | 53.3 | EA | 0
B103JH001BLK | Canada | CAD | LUG,BOND,1/2X2 1 HOLE,TIN | 59.9 | EA | 0
RBT91012 | Canada | CAD | SPLICE,KIT,CADWELD #9 -2 | 244.73 | EA | 0
VSC2G | Canada | CAD | MOLD,CABLE TO VERT STL,45 | 276.78 | EA | 0
SS400HW | Canada | CAD | PROTECTOR,SURGE PROTECTOR | 254.74 | EA | 0
VSC1HV8C | Canada | CAD | MOLD,CABLE TO VERT STL,45 | 276.78 | EA | 0
EGBA14418CCT | Canada | CAD | BAR,GRD BUS,1/4 X 4 X 18, | 327.6 | EA | 0
534010ABB11 | Canada | CAD | FLEXIBAR,ADV,2X20X1MM,ABB | 135.38 | EA | 0
635800GAL01 | Canada | CAD | ROD,GRD,5/8X10,SEC,CU BON | 65.27 | EA | 0
VSCY3 | Canada | CAD | MOLD,CABLE TO VERT STL,45 | 276.78 | EA | 0
TMGBA24L33P | Canada | CAD | BAR ASSY,GRD BUS,1/4X4X24 | 366.6 | EA | 0
DH58 | Canada | CAD | DRIVE HEAD,ROD,.563 DIA | 308.53 | EA | 0
554550 | Canada | CAD | POLY,SLEEVE,50 M,GREY, | 4.03 | MR | 0
EGBC14448NN | Canada | CAD | BUSBAR,GRD,CU,1/4X4X48,NN | 686.4 | EA | 0
VBCY6 | Canada | CAD | MOLD,CABLE TO VERT STL,VE | 276.78 | EA | 0
LECP120CAJ | Canada | CAD | MOLD,CABLE TO BUS/LUG,HOR | 276.78 | EA | 0
505644 | Canada | CAD | BUSBAR,CU,TINNED,0.50X6X | 557.86 | EA | 0
EL20A2GV | Canada | CAD | COUPLER,LENTON,STANDARD, | 103.14 | EA | 0
GT1181G | Canada | CAD | ONE-SHOT,CABLE TO GRD ROD | 31.37 | EA | 0
613480HA01UL | Canada | CAD | ROD,GRD,3/4X8,CU CLAD,10 | 46.41 | EA | 0
534025L3MP | Canada | CAD | FLEXIBAR,BUSBAR,MTO, | 195.27 | EA | 0
LPC318L58 | Canada | CAD | AIR TERMINAL BASE,5/8IN T | 73.19 | EA | 0
2HPS | Canada | CAD | STRAP,NAIL | 0.75 | EA | 0
RBT67101 | Canada | CAD | SPLICE,KIT,#6/#7 CADWELD | 207.45 | EA | 0
VFF3Q | Canada | CAD | MOLD,CABLE TO VERT STL,VE | 659.46 | EA | 0
561166 | Canada | CAD | POWER BLOCK SB2C 400AL | 67.6 | EA | 0
EL12D6ES | Canada | CAD | COUPLER,LENTON TERMINATOR | 16.11 | EA | 0
BADEK | Canada | CAD | MOLD,BUS BAR,HORZ SPLICE | 586.79 | EA | 0
HDPTC2Q1VW | Canada | CAD | MOLD,CABLE,HORZ THRU PARA | 329.2 | EA | 0
4785001PS | Canada | CAD | ROD,GRD,5/8,CU PLATED,15 | 226.29 | EA | 0
HKH1V1 | Canada | CAD | MOLD,CABLE,TO HORZ STL PI | 484.97 | EA | 0
PCC2V2C | Canada | CAD | MOLD,CABLE, HORZ TAP PARA | 276.78 | EA | 0
545825 | Canada | CAD | PUNCH,TOOL,20MM | 284.4 | EA | 0
SBNX1181G | Canada | CAD | ONE-SHOT,CABLE TO GRD ROD | 28.69 | EA | 0
TACT2 | Canada | CAD | MOLD,CABLE,HORZ TEE | 276.78 | EA | 0
SSCS1 | Canada | CAD | MOLD,CABLE,HORZ SPLICE | 276.78 | EA | 0
BMCPALPAL | Canada | CAD | MOLD,BUS BAR,HORZ TEE BAR | 276.78 | EA | 0
EL12A2Q | Canada | CAD | COUPLER,LENTON STANDARD, | 22.2 | EA | 0
LPC246 | Canada | CAD | POINT,CU,5/8IN X 30IN | 270.89 | EA | 0
LPA55212 | Canada | CAD | LUG,AL,CAST,BONDING,1/2IN | 11.21 | EA | 0
FLXPKOM0002 | Canada | CAD | FLEXIBAR,ADV,6X40X1MM,KOM | 277.382 | EA | 0
S90-03-31 | Canada | CAD | TDS150TT277A | 581.32 | EA | 0
GJC182G | Canada | CAD | MOLD,CABLE TO GRD ROD,HOR | 276.78 | EA | 0
BBKCM | Canada | CAD | MOLD,BUS BAR,HORZ SPLICE | 1255.97 | EA | 0
568714 | Canada | CAD | EARTHBAR EB12AL | 3.97 | EA | 0
DT2350M | Canada | CAD | TYPE 2 MODULE, 350V | 71.02 | EA | 0
GRC332L | Canada | CAD | MOLD,CABLE TO GRD ROD,VER | 276.78 | EA | 0
PTC8K8K | Canada | CAD | MOLD,CABLE, HORZ THRU PAR | 276.78 | EA | 0
PTCY9Y6 | Canada | CAD | MOLD,CABLE,HORZ THRU PARA | 276.78 | EA | 0
LPC37258 | Canada | CAD | BOLT,U,AIR TERMINAL CASTI | 56.93 | EA | 0
LPC123250 | Canada | CAD | CABLE,CU,SMOOTH WEAVE,36 | 8.29 | FT | 0
PBB159M | Canada | CAD | CLAMP,DOUBLE MAGNET | 265.04 | EA | 0
534056ABB11 | Canada | CAD | FLEXIBAR,ADV,6X100X1,ABB, | 712.62 | EA | 0
FJ2Q600 | Canada | CAD | JUMPER,FLEX,4/0 RLAY CU,S | 884.94 | EA | 0
TCR2Q2Q | Canada | CAD | MOLD,CABLE,VERT TEE HORZ | 376.08 | EA | 0
BQCDEDE | Canada | CAD | MOLD,BUS BAR,VERT TEE TAP | 276.78 | EA | 0
B2122Q24 | Canada | CAD | LUG,BOND,3/16 X 1 LUG 1 H | 149.23 | EA | 0
ELBT101 | Canada | CAD | THREADER,LENTON BAR ,3PC | 1852.8 | EA | 0
LK7ES | Canada | CAD | COUPLER,LENTON INTERLOK,# | 109.26 | EA | 0
LPC30558H | Canada | CAD | BASE,CU,HORZ MOUNT,5/8 IN | 57.47 | EA | 0
CAGTP151VM | Canada | CAD | MOLD,CABLE TO GRD ROD, | 205.88 | EA | 0
534444 | Canada | CAD | IBSB ADV 240-630-10-12 | 171.69 | EA | 0
BBRCAM | Canada | CAD | MOLD,BUS BAR,HORZ SPLICE | 376.08 | EA | 0
ELFB16X020 | Canada | CAD | LENTON FORM SAVER BOLT, | 11.9 | EA | 0
PTC8F8F | Canada | CAD | MOLD,CABLE, HORZ THRU PAR | 276.78 | EA | 0
EL43TCIPS | Canada | CAD | PROTECTOR,THREAD,INTERNAL | 0.63 | EA | 0
534026SE08 | Canada | CAD | FLEXIBAR,ADV,5X32X1MM,SE, | 437.55 | EA | 0
LPA55114 | Canada | CAD | LUG,AL,CAST,BONDING,1/4IN | 16.56 | EA | 0
LK7PKG | Canada | CAD | COUPLER,LENTON INTERLOK, | 68.78 | EA | 0
550910 | Canada | CAD | BUSBAR,CU,60X10MM,4M | 1835.41 | EA | 0
SST1L | Canada | CAD | MOLD,CABLE,HORZ SPLICE | 269.61 | EA | 0
EPGC181120 | Canada | CAD | PERIMETER,GRD,STRAIGHT, | 145.33 | EA | 0
D/SHT2M | Canada | CAD | DYNASPHERE,TERMINAL,HIGH | 85.53 | EA | 0
GRC16Y1 | Canada | CAD | MOLD,CABLE TO GRD ROD,VER | 276.78 | EA | 0
CAVST1GAM | Canada | CAD | MOLD,CABLE TO VERT STL,45 | 180.87 | EA | 0
EHL34C2G | Canada | CAD | CONNECTOR,COMPRESSION,CU, | 50.12 | EA | 0
XLVSC1V | Canada | CAD | MOLD,CABLE TO VERT STL,45 | 328.55 | EA | 0
534060ABB04 | Canada | CAD | FLEXIBAR,ADV,10X120X1,ABB | 824.21 | EA | 0
561164 | Canada | CAD | POWER BLOCK SB 400AL | 41.86 | EA | 0
RDH551H | Canada | CAD | MOLD,CABLE TO REBAR,HORZ | 484.97 | EA | 0
LPC171CTO | Canada | CAD | STRIP,CU,SOFT,1 1/4 WIDE | 20.03 | EA | 0
EL28S4A | Canada | CAD | COUPLER,LENTON,STRAIGHT, | 60.35 | EA | 0
NDR162G | Canada | CAD | MOLD,CABLE TO GRD ROD,HOR | 376.08 | EA | 0
CAHCA1GB | Canada | CAD | MOLD,CABLE TO HORZ STL,HO | 168.64 | EA | 0
A929A065 | Canada | CAD | WASHER,FLAT,1/4N,18-8SSTL | 0.08 | EA | 0
RBW45510A | Canada | CAD | SLEEVE,CADWELD,50MM 10INC | 203.21 | EA | 0
HDGTC182B | Canada | CAD | MOLD,CABLE TO GRD ROD,VER | 276.78 | EA | 0
611300UPC | Canada | CAD | ROD,GRD,1/2X10,CU CLAD,10 | 64.06 | EA | 0
HDTAD4L9H | Canada | CAD | MOLD,CABLE,HORZ TEE | 586.79 | EA | 0
534026PDI28 | Canada | CAD | FLEXIBAR,ADV,5X32X1MM,PDI | 204.65 | EA | 0
PTC1D2C | Canada | CAD | MOLD,CABLE,HORZ THRU PARA | 276.78 | EA | 0
CAVSP2GB | Canada | CAD | MOLD,CABLE TO VERT STL,45 | 304.14 | EA | 0
TAC3A3Q | Canada | CAD | MOLD,CABLE,HORZ TEE | 276.78 | EA | 0
GRT161L | Canada | CAD | MOLD,CABLE TO GRD ROD,VER | 269.61 | EA | 0
TAC2G2GL | Canada | CAD | MOLD,CABLE,HORZ TEE,SPLIT | 300.43 | EA | 0
TDD3QS6 | Canada | CAD | MOLD,CABLE,HORZ TEE MULT | 586.79 | EA | 0
VSC2P | Canada | CAD | MOLD,CABLE TO VERT STL,45 | 276.78 | EA | 0
SSC1G | Canada | CAD | MOLD,CABLE,HORZ SPLICE | 276.78 | EA | 0
534041SI01 | Canada | CAD | FLEXIBAR,ADV,8X50X1MM,SI, | 348.24 | EA | 0
ESBP8 | Canada | CAD | CONNECTOR,SPLIT BOLT,DUAL | 5.79 | EA | 0
TAC3Q3DHQ | Canada | CAD | MOLD,CABLE,HORZ TEE, | 276.78 | EA | 0
GRC181E | Canada | CAD | MOLD,CABLE TO GRD ROD,VER | 276.78 | EA | 0
PCC2C1HW | Canada | CAD | MOLD,CABLE,HORZ TAP PARAL | 329.2 | EA | 0
SB10SS1V | Canada | CAD | MOLD,CABLE,HORZ SPLICE | 276.78 | EA | 0
LPC27558 | Canada | CAD | ADAPTER,CU,SPRING,FOR 5/8 | 118.6 | EA | 0
PTC1Y1L | Canada | CAD | MOLD,CABLE, HORZ THRU PAR | 276.78 | EA | 0
SB20175CWP | Canada | CAD | BOND,KIT,JOINT,5/16 TAB, | 17.69 | EA | 0
503210WS01 | Canada | CAD | BRAID,CU,TIN,150MM2,1 LYR | 70.03 | EA | 0
595330 | Canada | CAD | RAILCLIP EM58SN3SH | 4.11 | EA | 0
559691 | Canada | CAD | INS,2-3/4,1/2-13 X 5/8 | 7.44 | EA | 0
RBS36227 | Canada | CAD | CAP,METAL REBAR PACKING, | 1.34 | EA | 0
VTC1LV3C | Canada | CAD | MOLD,CABLE TO VERT STL,HO | 276.78 | EA | 0
PB10HS1L | Canada | CAD | MOLD,CABLE TO HORZ STL,HO | 199.84 | EA | 0
FLXPABB0101 | Canada | CAD | FLEXIBAR,ADV,2X24X1MM,ABB | 262.202 | EA | 0
LPC706 | Canada | CAD | GROUND ROD,CU,SOLID | 580.48 | EA | 0
716987 | Canada | CAD | DIE,CRIMP,RK-ML,120MM2, | 350.58 | EA | 0
CASST1E | Canada | CAD | MOLD,CABLE,HORZ SPLICE | 269.61 | EA | 0
CAHBA1V24 | Canada | CAD | MOLD,CABLE TO HORZ CAST I | 168.64 | EA | 0
PB500 | Canada | CAD | WELD METAL,CADWELD RAIL P | 46.92 | EA | 0
534026ABBI01 | Canada | CAD | FLEXIBAR,ADV,5X32X1,ABBI, | 58.75 | EA | 0
ML504 | Canada | CAD | YOKE,QUICK-WEDGE,BODY,TOO | 18682.25 | EA | 0
RBT111011 | Canada | CAD | SPLICE,KIT,#11 -1 CADWE | 281.43 | EA | 0
EL3625P9 | Canada | CAD | COUPLER,LENTON POSITION,# | 159.44 | EA | 0
534010HDQ11 | Canada | CAD | FLEXIBAR,ADV,2X20X1MM,HDQ | 55.22 | EA | 0
LPC527 | Canada | CAD | SPLICE,CU,CAST,CABLE OR | 36.41 | EA | 0
WT2SIT1 | Canada | CAD | INSTALLATION, TOOL, | 464.04 | EA | 0
545800 | Canada | CAD | PUNCH,TOOL,6.5MM | 252.36 | EA | 0
EL794BDCFBOX | Canada | CAD | PLATE,FORM SAVER,#5 DBL | 2.41 | EA | 0
HAA1T2.50 | Canada | CAD | MOLD,CABLE TO HORZ STL,HO | 168.64 | EA | 0
EPGC143120 | Canada | CAD | PERIMETER,GRD,STRAIGHT, | 831.18 | EA | 0
XLGTC182C | Canada | CAD | MOLD,CABLE TO GRD ROD,VER | 328.55 | EA | 0
RJE58Y5 | Canada | CAD | MOLD,CABLE TO REBAR,VERT | 775.14 | EA | 0
563322B | Canada | CAD | BRAID,CU,16MM2,BLK, | 1.53 | EA | 0
FLXPLAM0093 | Canada | CAD | FLEXIBAR,ADV,2X15.5X0.8MM | 411.65 | EA | 0
EL32AC12SP01Q | Canada | CAD | COUPLER,LENTON,SPECIAL, | 56.25 | EA | 0
TAC2V1L | Canada | CAD | MOLD,CABLE,HORZ TEE | 276.78 | EA | 0
TAC1H2Q | Canada | CAD | MOLD,CABLE,HORZ TEE | 276.78 | EA | 0
GLCEG2C | Canada | CAD | MOLD,CABLE TO LUG,HORZ | 276.78 | EA | 0
LPC681 | Canada | CAD | RECEPTACLE,CU,AIRCRAFT | 474.83 | EA | 0
PBCT9Y4001RH | Canada | CAD | WELDER,BOND,70MM2 RLAY | 472.47 | EA | 0
545900 | Canada | CAD | PUNCH,HOLDER,6,5-9-11 | 525.24 | EA | 0
PB10CGEG | Canada | CAD | MOLD,BUS TO HORZ STL,TAP | 199.84 | EA | 0
534010SE11 | Canada | CAD | FLEXIBAR,ADV,2X20X1,SE | 29.56 | EA | 0
TDS130M240 | Canada | CAD | DIVERTER,TD,240V,30KA, | 159.38 | EA | 0
EL22C3JQ | Canada | CAD | COUPLER,LENTON,HALF,C3J, | 72.01 | EA | 0
SBTBT7F | Canada | CAD | WELDER,BOND,3/16 & 3/4 TA | 513.72 | EA | 0
545951 | Canada | CAD | DIE,BOLT,5/16IN,1/4 | 139.28 | EA | 0
PBXLK239 | Canada | CAD | LUG,KIT,ASSY,1000 KCMIL | 9999.99 | EA | 0
TAC2P2Q | Canada | CAD | MOLD,CABLE,HORZ TEE | 276.78 | EA | 0
BX10X8X8.5 | Canada | CAD | BOX,PATTERN LOGO,COMPANY | 3 | EA | 0
VSC1H | Canada | CAD | MOLD,CABLE TO VERT STL,45 | 276.78 | EA | 0
SSC3Q | Canada | CAD | MOLD,CABLE,HORZ SPLICE | 276.78 | EA | 0
TAC8C2C | Canada | CAD | MOLD,CABLE,HORZ TEE | 276.78 | EA | 0
BQCEALEAL | Canada | CAD | MOLD,BUS BAR,VERT TEE TAP | 276.78 | EA | 0
SVRY8Y4 | Canada | CAD | MOLD,CABLE,VERT SPLICE | 376.08 | EA | 0
ZCCSS27 | Canada | CAD | MOLD,CABLE,NO BUILD-UP | 276.78 | EA | 0
EGBA14416CCT | Canada | CAD | BAR,GRD BUS,1/4 X 4 X 16 | 293.8 | EA | 0
LAC3QJH | Canada | CAD | MOLD,CABLE TO BUS/LUG,HOR | 276.78 | EA | 0
EL32SAQSP004 | Canada | CAD | COUPLER,LENTON,SPECIAL,SA | 96.24 | EA | 0
CA45PLUSF33 | Canada | CAD | CADWELD PLUS,#45,F33 | 13.86 | EA | 0
534033PMR03 | Canada | CAD | FLEXIBAR,ADV,5X40X1, PMR | 176.09 | EA | 0
534031PMR05 | Canada | CAD | FLEXIBAR,ADV,3X40X1,PMR | 105.34 | EA | 0
PB13ST3Q171CRLH | Canada | CAD | MOLD,CABLE TO RAIL,HORZ T | 271.52 | EA | 0
534016L3M | Canada | CAD | FLEXIBAR,ADV,2X24X1MM,3M | 167.12 | EA | 0
534034GE17 | Canada | CAD | FLEXIBAR,ADV,6X40X1MM,GE, | 264.89 | EA | 0
A811J20F33 | Canada | CAD | STRIP,CU,20GA X 12 WIDE | 5104.91 | EA | 0
VAC2Q | Canada | CAD | MOLD,CABLE TO VERT STL HO | 276.78 | EA | 0
CAHCA1TC | Canada | CAD | MOLD,CABLE TO HORZ STL,HO | 168.64 | EA | 0
GYE189G | Canada | CAD | MOLD,CABLE TO GRD ROD,VER | 775.14 | EA | 0
PTC8D1K | Canada | CAD | MOLD,CABLE, HORZ THRU | 276.78 | EA | 0
EL16D16 | Canada | CAD | COUPLER,LENTON,TERMINATOR | 10.11 | EA | 0
SX40SSY1002 | Canada | CAD | MOLD,CABLE,HORZ SPLICE | 1255.97 | EA | 0
A929A035 | Canada | CAD | WASHER,FLAT,3/8,304SSTL | 0.04 | EA | 0
LPA66418 | Canada | CAD | CONNECTION,THRU,ROOF,W/PV | 182.95 | EA | 0
VSC2GV8C | Canada | CAD | MOLD,CABLE TO VERT STL,45 | 276.78 | EA | 0
PTCW3W3 | Canada | CAD | MOLD,CABLE,HORZ THRU PARA | 276.78 | EA | 0
FLXPLAM0072 | Canada | CAD | FLEXIBAR,ADV,2X15.5X0.8MM | 536.61 | EA | 0
SB22122 | Canada | CAD | WHEEL,GRINDING,1X6 | 79.91 | EA | 0
LPA30558V | Canada | CAD | BASE,AL,VERT MOUNT,5/8 IN | 30.13 | EA | 0
534051HLC02 | Canada | CAD | FLEXIBAR,ADV,6X80X1MM,HLC | 165.02 | EA | 0
554278 | Canada | CAD | BRAID,EARTH,SS,16MM2,CPI | 19.53 | EA | 0
285117 | Canada | CAD | KIT,FLEXIBAR,ADV,EATON | 354.46 | EA | 0
XBV7V7V | Canada | CAD | MOLD,CABLE,HORZ X LAPPED | 1215.58 | EA | 0
B187C05LHX | Canada | CAD | FRAME,ASSY,5X4 K PRICE | 1466.39 | EA | 0
NCR181T | Canada | CAD | MOLD,CABLE TO GRD ROD,HOR | 376.08 | EA | 0
LPA31958 | Canada | CAD | BASE,AL,OFFSET,5/8IN | 36.23 | EA | 0
LJCEALY6 | Canada | CAD | MOLD,CABLE TO BUS/LUG,HOR | 276.78 | EA | 0
RJC532Q | Canada | CAD | MOLD,CABLE TO REBAR,VERT | 276.78 | EA | 0
557040 | Canada | CAD | BRAID,CU,PLAIN,25 M LG, | 10.75 | MR | 0
CEI20 | Canada | CAD | BUCKLE,STAINLESS, STEEL | 1 | EA | 0
A808A07 | Canada | CAD | WIRE,STL,CU CLAD,BARE,#4 | 0.18 | EA | 0
SBGR1182Q | Canada | CAD | ONE-SHOT,CABLE TO GRD ROD | 16.37 | EA | 0
PQDS1000B120 | Canada | CAD | PQDS-1-2P-120/240V, | 1355.93 | EA | 0
XAC2Q2L | Canada | CAD | MOLD,CABLE,HORZ X SAME PL | 276.78 | EA | 0
615883PWC01 | Canada | CAD | ROD,GRD,5/8X8,CU BONDED | 32.59 | EA | 0
FLXPSHL0012 | Canada | CAD | FLEXIBAR,ADV,5X20X1MM,SHL | 192.831 | EA | 0
XAC2QS7 | Canada | CAD | MOLD,CABLE,HORZ X SAME PL | 276.78 | EA | 0
GTC161E | Canada | CAD | MOLD,CABLE TO GRD ROD,VER | 276.78 | EA | 0
LJCGG2G | Canada | CAD | MOLD,CABLE TO BUS/LUG,HOR | 276.78 | EA | 0
47858690AEP | Canada | CAD | ROD,GRD,5/8,CU PLATED,15 | 91.52 | EA | 0
558930 | Canada | CAD | FLEXIBAR FOLDING TOOL MFF | 4918.86 | EA | 0
IBTB | Canada | CAD | TERMINATION,BONDING,ASSY | 43 | EA | 0
RBW26814 | Canada | CAD | SLEEVE,SPEED,#14 | 46.8 | EA | 0
GTC18Y1 | Canada | CAD | MOLD,CABLE TO GRD ROD,VER | 276.78 | EA | 0
534011HB01 | Canada | CAD | FLEXIBAR,ADV,3X20X1MM,HB, | 157.66 | EA | 0
BMDCAJPAM | Canada | CAD | MOLD,BUS BAR,HORZ TEE BAR | 586.79 | EA | 0
PB10GLCES5 | Canada | CAD | MOLD,CABLE TO LUG,HORZ SP | 271.52 | EA | 0
LPC208L | Canada | CAD | POINT,CU,3/8IN X 48IN | 103.22 | EA | 0
LACT3EAL | Canada | CAD | MOLD,CABLE TO BUS/LUG,HOR | 276.78 | EA | 0
HDTAC2Q2C | Canada | CAD | MOLD,CABLE,HORZ TEE | 276.78 | EA | 0
NDR161L | Canada | CAD | MOLD,CABLE TO GRD ROD,HOR | 376.08 | EA | 0
PTC9G2Q | Canada | CAD | MOLD,CABLE,HORZ THRU PARA | 276.78 | EA | 0
SPDS200120/208 | Canada | CAD | PQI, TDX200S120/208 | 6958.99 | EA | 0
TDS150M240 | Canada | CAD | MODULE, TD, 240V, 50KA | 157.07 | EA | 0
FLXPKOM0010 | Canada | CAD | FLEXIBAR,ADV,3X40X1MM,KOM | 325.114 | EA | 0
534053RW15 | Canada | CAD | FLEXIBAR,ADV,10X80X1,RW | 461.19 | EA | 0
GRC18S5 | Canada | CAD | MOLD,CABLE TO GRD ROD,VER | 276.78 | EA | 0
B544A028 | Canada | CAD | BAR ASSY,GRD,W/INSUL & BR | 151.54 | EA | 0
PBWT202C | Canada | CAD | WELDER ASSY,RAIL,PAIR,1/0 | 901.99 | EA | 0
S1V38M | Canada | CAD | MOLD,HV CABLE SPLICE,HORZ | 938.81 | EA | 0
RRH56Y5 | Canada | CAD | MOLD,CABLE TO REBAR,HORZ | 484.97 | EA | 0
LPS66218 | Canada | CAD | SS ALL THREAD,1/2IN X18IN | 100.52 | EA | 0
PTC2G9AW | Canada | CAD | MOLD,CABLE, HORZ THRU PAR | 329.2 | EA | 0
534034PHM06 | Canada | CAD | FLEXIBAR,ADV,6X40X1MM,PHM | 236.47 | EA | 0
LPA234ST | Canada | CAD | POINT,AL,5/8X18IN,1/2THR | 11.36 | EA | 0
200F80HQ | Canada | CAD | WELD METAL,CADWELD,F80 HQ | 43.99 | EA | 0
PBC22W36TA | Canada | CAD | BOND,RAIL C,250KCM RLAY 3 | 71.81 | EA | 0
VFR3DV10 | Canada | CAD | MOLD,CABLE TO VERT STL,VE | 376.08 | EA | 0
VVC1L | Canada | CAD | MOLD,CABLE TO VERT STL,VE | 276.78 | EA | 0
635843FS01 | Canada | CAD | ROD,GRD,5/8X1200MM,CU BON | 33.19 | EA | 0
560740 | Canada | CAD | SPACER M6X15 | 2.78 | EA | 0
25F76 | Canada | CAD | WELD METAL,CADWELD,F76 | 6.23 | EA | 0
LPC751 | Canada | CAD | PLATE,CU,GROUND,20AWG, | 414.15 | EA | 0
SB01VS6 | Canada | CAD | MOLD,CABLE TO VERT STL,45 | 269.61 | EA | 0
XAC9G9G | Canada | CAD | MOLD,CABLE,HORZ X SAME PL | 276.78 | EA | 0
GR1161VPLUS | Canada | CAD | ONE-SHOT,CABLE TO GRD ROD | 28.41 | EA | 0
PB80QT3Q001 | Canada | CAD | MOLD,CABLE TO RAIL,HORZ T | 906.82 | EA | 0
BRAIDDRAWING | Canada | CAD | MAKE TO DRAWING | 1594.18 | EA | 0
PB13ST1L150BLH | Canada | CAD | MOLD,CABLE TO RAIL,HORZ T | 351.47 | EA | 0
LPC5963 | Canada | CAD | CLAMP,PIPE,U-BOLT | 79.56 | EA | 0
LPC580 | Canada | CAD | CLAMP,CU,PIPE GROUNDING, | 55.07 | EA | 0
MBB40 | Canada | CAD | MOLD,BLANK,90115 C PRICE | 239.19 | EA | 0
534026AMX17 | Canada | CAD | FLEXIBAR,ADV,5X32X1,AMX | 125.33 | EA | 0
VFC1TV3.50 | Canada | CAD | MOLD,CABLE TO VERT STL, | 276.78 | EA | 0
SX40SSY2002 | Canada | CAD | MOLD,CABLE,HORZ SPLICE | 1255.97 | EA | 0
PBS429F3B16 | Canada | CAD | SLEEVE,FLARED CU,.722 ID | 1.51 | EA | 0
B852A8C1G96 | Canada | CAD | STRAP ASSY,SIGNAL MAST | 197.74 | EA | 0
550790 | Canada | CAD | BUSBAR,DETAIL,4X12X2000MM | 122.72 | EA | 0
XL400F80 | Canada | CAD | WELD METAL,ALLOY,F80, | 123.31 | EA | 0
GTC313A | Canada | CAD | MOLD,CABLE TO GRD ROD,VER | 276.78 | EA | 0
PBC105V | Canada | CAD | CLAMP ASSY,ADJ,RAIL WEB C | 239.73 | EA | 0
508190 | Canada | CAD | CLAMP, | 112.52 | EA | 0
VFC1TV3C | Canada | CAD | MOLD,CABLE TO VERT STL,VE | 276.78 | EA | 0
XACY6Y2 | Canada | CAD | MOLD,CABLE,HORZ X SAME | 276.78 | EA | 0
LPA30012 | Canada | CAD | COUPLER,TERMINAL,1/2 IN | 14.61 | EA | 0
FLXPIR0011 | Canada | CAD | FLEXIBAR,ADV,3X40X1MM,IR, | 317.018 | EA | 0
EL32A2GV | Canada | CAD | COUPLER,LENTON,STANDARD, | 194.18 | EA | 0
A238HC2S24RH | Canada | CAD | CLAMP,FENCE,4/0 X 24 IN F | 432.82 | EA | 0
HAA1D | Canada | CAD | MOLD,CABLE TO HORZ STL, | 168.64 | EA | 0
GYE332G | Canada | CAD | MOLD,CABLE TO HORZ,STL,HO | 775.14 | EA | 0
SPDS300120/208 | Canada | CAD | PROTECTOR,SURGE,TDX300S,3 | 4577.14 | EA | 0
SES160B240V | Canada | CAD | SES, 160KA, BASIC, 240V | 422.27 | EA | 0
RBW6557A | Canada | CAD | SLEEVE,CADWELD,LOW SLIP # | 94.83 | EA | 0
CAB112 | Canada | CAD | SLEEVE,CU,.212 ID X .264 | 1.08 | EA | 0
508113 | Canada | CAD | COPPER,BUSBAR, | 144.09 | EA | 0
534008RW03 | Canada | CAD | FLEXIBLE,ADV,6X15.5X0.8RW | 66.17 | EA | 0
RBB14101JA | Canada | CAD | SLEEVE,CADWELD,#14 B-SERI | 198.89 | EA | 0
GRC181VW | Canada | CAD | MOLD,CABLE TO GRD ROD,VER | 329.2 | EA | 0
PBWT202J | Canada | CAD | WELDER ASSY,RAIL,PAIR,2/0 | 860.52 | EA | 0
615800GAL01 | Canada | CAD | ROD,GRD,5/8X10,CU BONDED | 62.74 | EA | 0
EL57TA2D6ES | Canada | CAD | COUPLER,LENTON,#18 (3.5MM | 321.43 | EA | 0
B323BX | Canada | CAD | FRAME,ASSY,HOLD DOWN | 86.28 | EA | 0
CAVFP1G | Canada | CAD | MOLD,CABLE TO VERT STL,VE | 304.14 | EA | 0
GUYCMP5 | Canada | CAD | SLEEVE,CRIMP,5MM GUYING | 12.09 | EA | 0
613840 | Canada | CAD | ROD,GRD,3/8X4,CU BONDED | 20.4 | EA | 0
GPECEBH0121V024 | Canada | CAD | ELECTRODE,GRD PLATE,1/16X | 499.85 | EA | 0
PB13ST2Q104CRRH | Canada | CAD | MOLD,CABLE TO RAIL,HORZ | 376.08 | EA | 0
PBB2720HS252 | Canada | CAD | BOND,IMPD,ASSY,NEUTRAL | 4685.54 | EA | 0
RHC522C | Canada | CAD | MOLD,CABLE TO REBAR,HORZ | 276.78 | EA | 0
RBT7101 | Canada | CAD | SPLICE,KIT,#7 CADWELD T-S | 202.3 | EA | 0
EL57TP8Q | Canada | CAD | COUPLER,LENTON,POSITION, | 480.85 | EA | 0
GTC33CU2Q | Canada | CAD | MOLD,CABLE TO GRD ROD, | 276.78 | EA | 0
LU36MT12D | Canada | CAD | LENTON ULTIMATE,MALE, | 28.3 | EA | 0
CAB399A | Canada | CAD | HANDLE,MINI,EZ,T PRICE KE | 104.35 | EA | 0
563490 | Canada | CAD | BRAID,PREFAB,500X28X5MM, | 38.68 | EA | 0
TAC2V2GW | Canada | CAD | MOLD,CABLE,HORZ TEE | 355.41 | EA | 0
FLXPLAM0006 | Canada | CAD | FLEXIBAR,ADV,2X15.5X0.8MM | 512.9 | EA | 0
SBXSJ3314B | Canada | CAD | BOND,JUMPER,3/16 & 3/4 XS | 10.96 | EA | 0
534029ABB30 | Canada | CAD | FLEXIBAR, ADV, 8X32X1MM | 186.86 | EA | 0
VSC1VV3C | Canada | CAD | MOLD,CABLE TO VERT STL,45 | 276.78 | EA | 0
SST1T | Canada | CAD | MOLD,CABLE,HORZ SPLICE | 269.61 | EA | 0
SSC2L | Canada | CAD | MOLD,CABLE,HORZ SPLICE | 276.78 | EA | 0
EGBA14412LL | Canada | CAD | BAR,GRD BUS,1/4 X 4 X 12 | 195 | EA | 0
LC36B12ESD | Canada | CAD | SLEEVE,B12 SERIES,EPOXY | 454.73 | EA | 0
LJCGG1L | Canada | CAD | MOLD,CABLE TO BUS/LUG,HOR | 276.78 | EA | 0
PTC3D2QW | Canada | CAD | MOLD,CABLE, HORZ THRU PAR | 329.2 | EA | 0
6113330 | Canada | CAD | EARTH ROD,CU BOND,POINTED | 22.15 | EA | 0
LAC3QEGW | Canada | CAD | MOLD,CABLE TO BUS/LUG, | 302.99 | EA | 0
VSC1KV2 | Canada | CAD | MOLD,CABLE TO VERT STL,45 | 276.78 | EA | 0
VBCS7V2.5W | Canada | CAD | MOLD,CABLE TO VERT STL,VE | 302.99 | EA | 0
534010HDQ09 | Canada | CAD | FLEXIBAR,ADV,2X20X1MM,HDQ | 65.85 | EA | 0
DT1350M | Canada | CAD | TYPE 1 MODULE, 350V | 143.38 | EA | 0
RBW343189 | Canada | CAD | BRUSH,WIRE,#18 CLEANING | 76.4 | EA | 0
PQC320120240D | Canada | CAD | SES320B120/240D | 6638.28 | EA | 0
CAT337 | Canada | CAD | BOX,TOOL,ACCESSORY | 284.25 | EA | 0
NT1161GPLUS | Canada | CAD | ONE-SHOT,CABLE TO GRD ROD | 32.72 | EA | 0
HDVBR2V | Canada | CAD | MOLD,CABLE TO VERT STL,VE | 376.08 | EA | 0
SSCT6 | Canada | CAD | MOLD,CABLE,HORZ SPLICE | 276.78 | EA | 0
RDH572C | Canada | CAD | MOLD,CABLE TO REBAR,HORZ | 484.97 | EA | 0
EGBA12414BB | Canada | CAD | BUSBAR,GRD,CU,1/2X4X14,BB | 351 | EA | 0
CAHAA1V | Canada | CAD | MOLD,CABLE TO HORZ STL,HO | 168.64 | EA | 0
ERICORE085U | Canada | CAD | DOWNCONDUCTOR,LIGHTNING, | 14074.22 | EA | 0
LPA231ST | Canada | CAD | POINT,AL,5/8X10IN,1/2THR | 8.61 | EA | 0
PBB490C6072RH | Canada | CAD | BOND,IMPD,ASSY,SIDE LEAD | 688.44 | EA | 0
534058L3M | Canada | CAD | FLEXIBAR,ADV,10X100X1,3M | 2487.42 | EA | 0
B13718 | Canada | CAD | DRIVE,ROD,SLEEVE 3/4 CU R | 177.13 | EA | 0
LPC120 | Canada | CAD | CABLE,CU,SMOOTH WEAVE,29 | 3.03 | EA | 0
PQCF-FP | Canada | CAD | POWERLOGICS SES160FFP | 117.13 | EA | 0
EGBA14418BB | Canada | CAD | BAR,GRD BUS,1/4 X 4 X 18 | 280.8 | EA | 0
EGBA14424BC | Canada | CAD | BAR ASSY,GRD BUS,1/4X4X24 | 366.6 | EA | 0
MBK07 | Canada | CAD | MOLD,BLANK,STYLE K,2 3/8 | 1255.97 | EA | 0
GTC16S5 | Canada | CAD | MOLD,CABLE TO GRD ROD,VER | 276.78 | EA | 0
GTC22Y6 | Canada | CAD | MOLD,CABLE TO GRD ROD,VER | 276.78 | EA | 0
SBTBB346 | Canada | CAD | BOND,BOOTLEG,3/16 & 1 TAB | 8.32 | EA | 0
LPC622 | Canada | CAD | CONNECTOR,CU,CABLE,THRU | 125.06 | EA | 0
B540A14838A | Canada | CAD | COVER,BUSBAR,1/4X8X38,CLE | 144.14 | EA | 0
GBF22R1 | Canada | CAD | MOLD,GRD,ROD TO ROD/RECEP | 659.46 | EA | 0
569040 | Canada | CAD | BLOCK,SINGLE POLE,DISTRIB | 38.69 | EA | 0
VSC2QV3 | Canada | CAD | MOLD,CABLE TO VERT STL,45 | 276.78 | EA | 0
EL28D6GV | Canada | CAD | ANCHOR,LENTON TERMINATOR, | 173.23 | EA | 0
685880S | Canada | CAD | ROD,GRD,SS,SECT,5/8X8 | 274.56 | EA | 0
TAC2C8D | Canada | CAD | MOLD,CABLE,HORZ TEE | 276.78 | EA | 0
EGBA14212GG | Canada | CAD | BAR,GRD BUS,1/4 X 2 X 12 | 132.6 | EA | 0
EL16A12CRN | Canada | CAD | COUPLER,LENTON,STANDARD, | 119.18 | EA | 0
EGBA14312CC | Canada | CAD | BAR,GRD BUS,1/4 X 3 X 12 | 163.8 | EA | 0
534056RW47 | Canada | CAD | FLEXIBAR,ADV,6X100X1MM,RW | 501.02 | EA | 0
GYE332Q | Canada | CAD | MOLD,CABLE TO GRD ROD,VER | 775.14 | EA | 0
LPC137500 | Canada | CAD | CABLE,CU,CONCENTRIC,37 | 18.63 | EA | 0
PB13GY181V | Canada | CAD | MOLD,CABLE TO GRD ROD,VER | 271.52 | EA | 0
534053RW17 | Canada | CAD | FLEXIBAR,ADV,10X80X1,RW | 623.91 | EA | 0
534010ABB12 | Canada | CAD | FLEXIBAR,ADV,2X20X1MM,ABB | 176.59 | EA | 0
RBWS1537M | Canada | CAD | BASIN,POURING,#18 45 DEGR | 643.83 | EA | 0
EL32D6MG | Canada | CAD | COUPLER,LENTON TERMINATOR | 54.2 | EA | 0
RBW3322 | Canada | CAD | FRAME,HORZ,SIDE FILL | 575.8 | EA | 0
EL22D6ES | Canada | CAD | COUPLER,LENTON TERMINATOR | 23.45 | EA | 0
MBA21CCL | Canada | CAD | MOLD,BLANK,3 X 4 X 6 IN,S | 264.24 | EA | 0
CAVNT1VRH8 | Canada | CAD | MOLD,CABLE TO VERT STL,HO | 269.61 | EA | 0
564030 | Canada | CAD | PBC1200X500 | 1842.48 | EA | 0
534138 | Canada | CAD | BUSBAR,FLEXIBLE,ADVANCED, | 670.83 | EA | 0
VSC2B | Canada | CAD | MOLD,CABLE TO VERT STL,45 | 276.78 | EA | 0
VBC1LV21C | Canada | CAD | MOLD,CABLE TO VERT STL,VE | 276.78 | EA | 0
EGBA14218EE | Canada | CAD | BAR,GRD BUS,1/4 X 2 X 18 | 187.2 | EA | 0
VSCY6 | Canada | CAD | MOLD,CABLE TO VERT STL,45 | 276.78 | EA | 0
UTB15SPM | Canada | CAD | PROTECTOR,SURGE,UTB REPLA | 153.14 | EA | 0
GYE163D | Canada | CAD | MOLD,CABLE TO GRD ROD,VER | 775.14 | EA | 0
NT1181L | Canada | CAD | ONE-SHOT,CABLE TO GRD ROD | 35.7 | EA | 0
EL43TP9Q | Canada | CAD | COUPLER,LENTON,POSITION, | 217.05 | EA | 0
GRC142Q | Canada | CAD | MOLD,CABLE TO GRD ROD,VER | 276.78 | EA | 0
GQR332Q | Canada | CAD | MOLD,CABLE TO GRD ROD,VER | 376.08 | EA | 0
VBC2QV21C | Canada | CAD | MOLD,CABLE TO VERT STL,VE | 276.78 | EA | 0
CAHBA1G30 | Canada | CAD | MOLD, CABLE TO HORZ CAST | 168.64 | EA | 0
PTC1V2C | Canada | CAD | MOLD,CABLE,HORZ THRU PARA | 276.78 | EA | 0
EL22D6SS | Canada | CAD | ANCHOR,LENTON,EMBEDMENT, | 96.76 | EA | 0
LPC127LCTO | Canada | CAD | CABLE,CU,ROPELAY,32 STR X | 18.37 | EA | 0
XBZ3Q9G | Canada | CAD | MOLD,CABLE,HORZ X LAPPED | 793.75 | EA | 0
PTC9FS7 | Canada | CAD | MOLD,CABLE, HORZ THRU PAR | 276.78 | EA | 0
XLTAC3Q2QW | Canada | CAD | MOLD,CABLE,HORZ TEE | 407.17 | EA | 0
TACS7S7 | Canada | CAD | MOLD,CABLE,HORZ TEE | 276.78 | EA | 0
B540A1468A | Canada | CAD | COVER,BUSBAR,1/4X6X8,CLR, | 110.7 | EA | 0
VBC2G | Canada | CAD | MOLD,CABLE TO VERT STL,VE | 276.78 | EA | 0
PBC32W9WSB | Canada | CAD | BOND,STUB END C,250KCM | 30.54 | EA | 0
RJC521G | Canada | CAD | MOLD,CABLE TO REBAR,VERT | 276.78 | EA | 0
534052NEX01 | Canada | CAD | FLEXIBAR,ADV,8X80X1,NEX | 810.39 | EA | 0
534018GE12 | Canada | CAD | FLEXIBAR,ADV,4X24X1MM,GE, | 187.56 | EA | 0
EL22P9 | Canada | CAD | COUPLER,LENTON POSITION,# | 92.28 | EA | 0
EGBA14436JJ | Canada | CAD | BAR,GRD BUS,1/4 X 4 X 36 | 538.2 | EA | 0
RBS16R1 | Canada | CAD | BRACKET,MOUNTING,PLATE 16 | 9.519 | EA | 0
PBC12W48B | Canada | CAD | BOND,RAIL C,250KCM RLAY | 48.17 | EA | 0
LJCFALY4 | Canada | CAD | MOLD,CABLE TO BUS/LUG,HOR | 276.78 | EA | 0
PTC2Q2LW | Canada | CAD | MOLD,CABLE,HORZ THRU PARA | 329.2 | EA | 0
LAC2QEE | Canada | CAD | MOLD,CABLE TO BUS/LUG,HOR | 276.78 | EA | 0
RHC512Q | Canada | CAD | MOLD,CABLE TO REBAR,HORZ | 276.78 | EA | 0
XLSSC2G | Canada | CAD | MOLD,CABLE,HORZ SPLICE | 328.55 | EA | 0
LK609 | Canada | CAD | DISK,SEALING,LENTON,INTER | 11.01 | EA | 0
ECM650 | Canada | CAD | CONNECTOR,LUG,CU,OFFSET T | 143.08 | EA | 0
SBNT1181LPLUS | Canada | CAD | ONE SHOT,#3 SOL THRU #6 | 24.14 | EA | 0
B1642Q | Canada | CAD | PLATE,GRD,4 HOLE NEMA,4/0 | 103.23 | EA | 0
SSC2CW | Canada | CAD | MOLD,CABLE,HORZ SPLICE,W/ | 329.2 | EA | 0
LPC34058 | Canada | CAD | BASE,CU,CAST,STEEL MOUNT, | 48.92 | EA | 0
ML534 | Canada | CAD | PLATE,DECK,#6,ASSY | 657.56 | EA | 0
EL28D6 | Canada | CAD | COUPLER,LENTON TERMINATOR | 20.59 | EA | 0
PBW12W36B | Canada | CAD | BOND,JOINT,250 RLAY BARE | 96.14 | EA | 0
RBT91011HB | Canada | CAD | MATERIAL,FILLER,#9 -1 T | 58.4 | EA | 0
SB20116 | Canada | CAD | BOND,CADWELD HF,3/16X9 3/ | 12.69 | EA | 0
XBZV1Y6 | Canada | CAD | MOLD,CABLE,HORZ X LAPPED | 793.75 | EA | 0
B117A100 | Canada | CAD | DISK,STEEL,3/4 DIA,100 PC | 0.25 | EA | 0
B3367 | Canada | CAD | GUARD,GRINDING WHEEL,FINI | 74.23 | EA | 0
PTD3A3A | Canada | CAD | MOLD,CABLE, HORZ THRU PAR | 586.79 | EA | 0
PBC262H | Canada | CAD | BAR,CABLE CLAMP,FRONT POS | 195.07 | EA | 0
SBPAC3C | Canada | CAD | CONNECTOR,PLUG TRACK, | 25.44 | EA | 0
RRH582G | Canada | CAD | MOLD,CABLE TO REBAR,HORZ | 484.97 | EA | 0
SRF3800N | Canada | CAD | FILTER,REDUCTION,SURGE, | 26214.41 | EA | 0
GPECCBJ0181T060 | Canada | CAD | ELECTRODE,GRD PLATE,1/16X | 449.94 | EA | 0
TAC2GSF | Canada | CAD | MOLD,CABLE,HORZ TEE | 276.78 | EA | 0
SBS24884CWPW2 | Canada | CAD | BOND,JONT HEAD,3/16X9-3/4 | 21.78 | EA | 0
510160 | Canada | CAD | BRAID,CU,TINNED,25 M LG,3 | 13.52 | MR | 0
RJC52Y5 | Canada | CAD | MOLD,CABLE TO REBAR,VERT | 276.78 | EA | 0
ML5ES | Canada | CAD | COUPLER,QUICK-WEDGE,#5, E | 30.46 | EA | 0
553590 | Canada | CAD | SUPPORT,FLEXIBAR,UFS | 268.01 | EA | 0
PBB101GH | Canada | CAD | LUG,CU,3/8 X 2 W/11/16 HO | 191.24 | EA | 0
A928Q001 | Canada | CAD | NUT,THRD INSERT,NEO WELL- | 4.98 | EA | 0
GTC169W | Canada | CAD | MOLD,CABLE TO GRD ROD,VER | 276.78 | EA | 0
LJCJG2Q | Canada | CAD | MOLD,CABLE TO BUS/LUG,HOR | 276.78 | EA | 0
TAC3D8D | Canada | CAD | MOLD,CABLE,HORZ TEE | 276.78 | EA | 0
EL28P9ES | Canada | CAD | COUPLER,LENTON POSITION,# | 144.83 | EA | 0
RDH602G | Canada | CAD | MOLD,CABLE TO REBAR,HORZ | 484.97 | EA | 0
HDPTD3D3Q | Canada | CAD | MOLD,CABLE, HORZ THRU PAR | 586.79 | EA | 0
DSF20A150V | Canada | CAD | FILTER,SURGE,1PH,150V,20A | 502.31 | EA | 0
559610 | Canada | CAD | INSULATOR,1,5/16-18X 5/16 | 1.38 | EA | 0
TADY0P9 | Canada | CAD | MOLD,CABLE,HORZ TEE | 586.79 | EA | 0
LPA27324 | Canada | CAD | ROD,AL,SOLID EXTENSION 5/ | 50.26 | EA | 0
B103EGOL001 | Canada | CAD | LUG,CU,1/4 X 1 1/2 W/2-7/ | 27.13 | EA | 0
S429F2S16 | Canada | CAD | SLEEVE,CU,FLARED,4/0 RLAY | 3.84 | EA | 0
557700 | Canada | CAD | RAIL,DIN,2M LG,5.5MM HIGH | 5.6 | EA | 0
XLPTC2G2G | Canada | CAD | MOLD,CABLE,HORZ THRU PARA | 328.55 | EA | 0
CAPCP2G1G | Canada | CAD | MOLD,CABLE, HORZ TAP PARA | 304.14 | EA | 0
534041KOM13 | Canada | CAD | FLEXIBAR,ADV,8X50X1MM,KOM | 318.97 | EA | 0
PTC2S2S | Canada | CAD | MOLD,CABLE,HORZ THRU PARA | 276.78 | EA | 0
SCB12502A | Canada | CAD | WELD METAL,ALLOY,F80 | 46.66 | EA | 0
GTC33SD | Canada | CAD | MOLD,CABLE TO GRD ROD,VER | 276.78 | EA | 0
SSC2Q8D | Canada | CAD | MOLD,CABLE,HORZ SPLICE | 276.78 | EA | 0
VST1G | Canada | CAD | MOLD,CABLE TO VERT STL,45 | 269.61 | EA | 0
RDH581V | Canada | CAD | MOLD,CABLE TO REBAR,HORZ | 484.97 | EA | 0
TAC4L3A | Canada | CAD | MOLD,CABLE,HORZ TEE | 276.78 | EA | 0
EL12CIPPBG250 | Canada | CAD | PROTECTOR,THREAD,A12 THD, | 0.58 | EA | 0
B295X51Z74 | Canada | CAD | LABEL,ADHESIVE,TYPE 2 | 111.84 | EA | 0
PTD9H9H | Canada | CAD | MOLD,CABLE, HORZ THRU PAR | 586.79 | EA | 0
PTCY4Y4 | Canada | CAD | MOLD,CABLE,HORZ THRU | 276.78 | EA | 0
VFCY2 | Canada | CAD | MOLD,CABLE TO VERT STL,VE | 276.78 | EA | 0
SSC3Q3H | Canada | CAD | MOLD,CABLE,HORZ SPLICE | 276.78 | EA | 0
FLXPABB0083 | Canada | CAD | FLEXIBAR,ADV,8X32X1MM,ABB | 327.934 | EA | 0
TAC2L8C | Canada | CAD | MOLD,CABLE,HORZ TEE | 276.78 | EA | 0
XLLJCEG3Q | Canada | CAD | MOLD,CABLE TO BUS/LUG, | 276.78 | EA | 0
XL300 | Canada | CAD | WELD METAL,ALLOY,F20,EXOL | 128.87 | EA | 0
534041PHM25 | Canada | CAD | FLEXIBAR,ADV,8X50X1MM,PHM | 321.24 | EA | 0
SSCSB | Canada | CAD | MOLD,CABLE,HORZ SPLICE | 276.78 | EA | 0
M12H0010HD | Canada | CAD | 1 X 10IN HDG SLOTTED CHAN | 11960 | EA | 0
TDX200S120/208 | Canada | CAD | PROTECTOR,SURGE,TDX200S,3 | 3240.93 | EA | 0
VNC1TLH1.50 | Canada | CAD | MOLD,CABLE TO VERT STL, | 276.78 | EA | 0
633440FMS | Canada | CAD | ROD,GRD,3/4X1.2,CU CLAD | 43.15 | EA | 0
GYR16T2 | Canada | CAD | MOLD,CABLE TO GRD ROD,VER | 376.08 | EA | 0
LAC9F003 | Canada | CAD | MOLD,CABLE TO BUS/LUG,HOR | 276.78 | EA | 0
549506 | Canada | CAD | KIT,SUPPORT,BUSBAR,CABS | 45.2 | EA | 0
SSC2V2L | Canada | CAD | MOLD,CABLE,HORZ SPLICE | 276.78 | EA | 0
CAHBA1L12 | Canada | CAD | MOLD,CABLE TO HORZ CAST I | 168.64 | EA | 0
LPA604 | Canada | CAD | POINT,AL,CONCEALED,1/2IN | 50.17 | EA | 0
549740 | Canada | CAD | BUSBAR,10 MM,PLAIN,2M PCB | 1543.44 | EA | 0
PGT1D1DM | Canada | CAD | MOLD,CABLE, HORZ THRU PAR | 180.87 | EA | 0
LPP745 | Canada | CAD | PROTECTOR,GALV,STEEL | 218.61 | EA | 0
B540A768T | Canada | CAD | BUSBAR,CU,1/2X6X18IN,ASSY | 538.45 | EA | 0
LPS29616 | Canada | CAD | TERMINAL,AIR,EXTENSION,PA | 50.92 | EA | 0
VVC1HV2.50 | Canada | CAD | MOLD,CABLE TO VERT STL,VE | 276.78 | EA | 0
CAB496A15B25 | Canada | CAD | STRAP,BOND,20 IN LG,5 PUN | 30.28 | EA | 0
FLXPLAM0054 | Canada | CAD | FLEXIBAR,ADV,5X24X1MM,LAM | 320.554 | EA | 0
PTC2G2G | Canada | CAD | MOLD,CABLE, HORZ THRU PAR | 276.78 | EA | 0
LPC245L | Canada | CAD | POINT,CU,5/8IN X 24IN | 60.33 | EA | 0
PBWY8 | Canada | CAD | MOLD,PAIR,CABLE HORZ TO R | 194.22 | EA | 0
FLXPABB0039 | Canada | CAD | FLEXIBAR,ADV,10X32X1,ABB, | 191.047 | EA | 0
LPAAR0515 | Canada | CAD | TERMINAL,AIR,500MM,5/8DIA | 32.4 | EA | 0
550940 | Canada | CAD | BUSBAR,CU,120X10MM,4M | 3679.55 | EA | 0
SBB200C | Canada | CAD | MOLD,WEB SIGNAL BOND,3/16 | 163.61 | EA | 0
CAVHT1H8 | Canada | CAD | MOLD,CABLE TO VERT CAST I | 269.61 | EA | 0
T320A | Canada | CAD | REPLACEMNET FLINT FOR | 2.28 | EA | 0
LLCEH3Q | Canada | CAD | MOLD,CABLE TO BUS/LUG,VER | 276.78 | EA | 0
EL36S4A | Canada | CAD | COUPLER,LENTON,STRAIGHT, | 77.83 | EA | 0
MGBLABEL | Canada | CAD | LABEL,ADHESIVE,MGB,3X9, | 32.88 | EA | 0
EGBF12426CB | Canada | CAD | BUSBAR,GRD,CU,1/2X4X26,CB | 748.8 | EA | 0
548451 | Canada | CAD | ISO TP 30M10 | 3.67 | EA | 0
LPC30238V | Canada | CAD | BASE,CABLE,AND AIR TERMIN | 55.42 | EA | 0
534508 | Canada | CAD | IBS ADV 50-330-10 | 22.1 | EA | 0
SVR2Q | Canada | CAD | MOLD,CABLE,VERT SPLICE | 376.08 | EA | 0
SB20112 | Canada | CAD | BOND,CADWELD HF,3/16X6 1/ | 9.91 | EA | 0
TAC2VY4 | Canada | CAD | MOLD,CABLE,HORZ TEE | 276.78 | EA | 0
PQD2774803PA | Canada | CAD | TDS350TT277A | 745.32 | EA | 0
TACY6Y7 | Canada | CAD | MOLD,CABLE,HORZ TEE | 276.78 | EA | 0
LPC5964 | Canada | CAD | CLAMP,PIPE,U-BOLT | 98.46 | EA | 0
PHJ3A3A | Canada | CAD | MOLD,CABLE,VERT THRU PARA | 1147.17 | EA | 0
PTC2Q2F | Canada | CAD | MOLD,CABLE, HORZ THRU PAR | 276.78 | EA | 0
SBRT10450110P | Canada | CAD | TOOL,STRIP,BUSHING PURCHA | 60.49 | EA | 0
B1883QA | Canada | CAD | SOCKET,CROWN | 104.83 | EA | 0
GPECNFK024 | Canada | CAD | ELECTRODE,GRD PLATE,3/8 X | 1183.78 | EA | 0
CCR608S | Canada | CAD | STAINLESS STEEL CROSS CON | 11.8 | EA | 0
TAC2Q8F | Canada | CAD | MOLD,CABLE,HORZ TEE | 276.78 | EA | 0
RDH562G | Canada | CAD | MOLD,CABLE TO REBAR,HORZ | 484.97 | EA | 0
FLXPLAM0068 | Canada | CAD | FLEXIBAR,ADV,2X15.5X0.8MM | 286.36 | EA | 0
XAC2V2L | Canada | CAD | MOLD,CABLE,HORZ X SAME | 276.78 | EA | 0
LPC222 | Canada | CAD | POINT,CU,1/2IN X 12IN | 80.81 | EA | 0
HSC2LW | Canada | CAD | MOLD,CABLE TO HORZ STL,HO | 302.99 | EA | 0
RJC54Y3 | Canada | CAD | MOLD,CABLE TO REBAR,VERT | 276.78 | EA | 0
RRH548F | Canada | CAD | MOLD,CABLE TO REBAR,HORZ | 484.97 | EA | 0
TMGBA18L23P | Canada | CAD | BAR ASSY,GRD BUS,1/4X4X17 | 280.8 | EA | 0
LPA55312 | Canada | CAD | BASE,STAMPED,AND CAP ASSE | 21.4 | EA | 0
534048RW24 | Canada | CAD | FLEXIBAR,ADV,10X63X1MM,RW | 378.87 | EA | 0
XADT6 | Canada | CAD | MOLD,CABLE,HORZ X SAME PL | 586.79 | EA | 0
LPC2833F3M | Canada | CAD | ADAPTER,CU,SWIVEL,3/8IN | 52.77 | EA | 0
GLCEG2S | Canada | CAD | MOLD,CABLE TO LUG,HORZ | 276.78 | EA | 0
RCE52Y4 | Canada | CAD | MOLD,CABLE TO REBAR,VERT | 775.14 | EA | 0
VFRT3 | Canada | CAD | MOLD,CABLE TO VERT STL,VE | 376.08 | EA | 0
XBV3Q3QHQ | Canada | CAD | MOLD,CABLE,HORZ X LAPPED | 1215.58 | EA | 0
B921CC38 | Canada | CAD | LUG,CU,1/8 X 5/8,3/8 BOLT | 10.3 | EA | 0
ERICORE125T | Canada | CAD | DOWNCONDUCTOR,LIGHTNING, | 22287.92 | EA | 0
TAC2B2B | Canada | CAD | MOLD,CABLE, HORZ TEE | 276.78 | EA | 0
ERICORE264U | Canada | CAD | DOWNCONDUCTOR,LIGHTNING, | 43712.79 | EA | 0
TAC9H2Q | Canada | CAD | MOLD,CABLE,HORZ TEE | 276.78 | EA | 0
534026AMX18 | Canada | CAD | FLEXIBAR,ADV,5X32X1,AMX | 128.28 | EA | 0
PQDS3300S120 | Canada | CAD | PQDS-6-1P-120V, FSPS3300S | 1931.72 | EA | 0
556780 | Canada | CAD | BRAID,PREFAB,150X23X2.1MM | 8.55 | EA | 0
VBC9EV3C | Canada | CAD | MOLD,CABLE TO VERT STL,VE | 276.78 | EA | 0